{"text_format":"1","workbook":"xlsx","n_sheets":6,"sheets":["Enerji Dönüşümü","Doymuş-Sıvı Faz","Kızgın Buhar","Doymuş-Buhar Fazı","DB2","DS2"],"not_rendered":{"charts":33,"images":0,"macros":1,"external_links":0,"defined_names":1,"comments":1,"pivot_tables":0},"unopened":[],"bounds":{"document_bytes":16777216,"sheet_cells":100000,"rows_first":2000,"rows_last":500,"rows_between":2000,"halvings":0,"cell_chars":16384,"cell_head_chars":4096},"cells_cut":0,"cells_raw":0,"read":"whole","date_system":"1900"}

{"sheet":"Enerji Dönüşümü","index":0,"n_rows":44,"n_cols":15,"rows_kept":44,"cut":false,"hidden":false,"merged":[[1,3,1,13],[43,2,43,7]]}
[]
[null,null,null,"ENERJİ DÖNÜŞÜMÜ TABLOSU"]
[null,null,"Not: Sarı renkli hücrelere orijinal birim değerini giriniz."]
[null,null,"Miktar","Birim","Yakıt","Yoğunluk","Alt Isıl Değeri\n[kcal/Birim]","Dönüşüm Faktörü\n[Birim - TEP]","TEP","Dönüşüm Faktörü\n[TEP - kWh]","kWh","Ulusal Primer Enerji Dönüşüm Faktörü","Primer Enerji\n[kWh]","Emisyon Dönüşüm Faktörü\n[kg CO2eş / kWh]","Enerji Tüketimi Kaynaklı Emisyon Salımı\n[kg CO2eş]"]
[null,null,null,"Ton","Taşkömürü",null,6100000,0.61,{"$f":"C5*H5","v":0},11627.906976744185,{"$f":"I5*J5","v":0},1.1000000000000001,{"$f":"K5*L5","v":0},0.3387599999972899,{"$f":"N5*M5","v":0}]
[null,null,null,"Ton","Kok Kömürü",null,7200000,0.72,0,11627.906976744185,{"$f":"I6*J6","v":0},1.1000000000000001,{"$f":"K6*L6","v":0},0.38915999999688672,{"$f":"N6*M6","v":0}]
[null,null,null,"Ton","Briket",null,5000000,0.5,0,11627.906976744185,{"$f":"I7*J7","v":0},1.1000000000000001,{"$f":"K7*L7","v":0},0.4,{"$f":"N7*M7","v":0}]
[null,null,null,"Ton","Linyit teshin ve sanayi",null,3000000,0.3,0,11627.906976744185,0,1.1000000000000001,0,0.38699999999690399,0]
[null,null,null,"Ton","Linyit santral",null,2000000,0.2,0,11627.906976744185,0,1.1000000000000001,0,0.38699999999690399,0]
[null,null,null,"Ton","Elbistan Linyiti",null,1100000,0.11,0,11627.906976744185,0,1.1000000000000001,0,0.38699999999690399,0]
[null,null,null,"Ton","Petrokok",null,7600000,0.76,0,11627.906976744185,0,1.1000000000000001,0,0.35063999999719486,0]
[null,null,null,"Ton","Prina",null,4300000,0.43,0,11627.906976744185,0,1.1000000000000001,0,0.26100000000000001,0]
[null,null,null,"Ton","Talaş",null,3000000,0.3,0,11627.906976744185,0,1.1000000000000001,0,0.40247999999678014,0]
[null,null,null,"Ton","Kabuk",null,2250000,0.22500000000000001,0,11627.906976744185,0,1.1000000000000001,0,0.40247999999678014,0]
[null,null,null,"Ton","Grafit",null,8000000,0.8,0,11627.906976744185,0,1.1000000000000001,0,0.38900000000000001,0]
[null,null,null,"Ton","Kok tozu",null,6000000,0.6,0,11627.906976744185,0,1.1000000000000001,0,0.29051999999767586,0]
[null,null,null,"Ton","Maden",null,5500000,0.55000000000000004,0,11627.906976744185,0,1.1000000000000001,0,0.33900000000000002,0]
[null,null,null,"Ton","Asfaltit",null,4300000,0.43,0,11627.906976744185,0,1.1000000000000001,0,0.34595999999723231,0]
[null,null,null,"Ton","Odun",null,3000000,0.3,0,11627.906976744185,0,1.1000000000000001,0,0.40247999999678014,0]
[null,null,null,"Ton","Hayvan ve Bitki Artığı",null,2300000,0.23,0,11627.906976744185,0,1.1000000000000001,0,0.3603599999971171,0]
[null,null,null,"Ton","Ham Petrol",null,10500000,1.05,0,11627.906976744185,0,1.1000000000000001,0,0.26387999999788897,0]
[null,null,null,"Ton","Fuel Oil No: 4",null,9600000,0.96,0,11627.906976744185,0,1.1000000000000001,0,0.27719999999778239,0]
[null,null,null,"Ton","Fuel Oil No: 5","0.920 Kg/lt",10025000,1.0024999999999999,0,11627.906976744185,0,1.1000000000000001,0,0.27719999999778239,0]
[null,null,null,"Ton","Fuel Oil No: 6","0.940 Kg/lt",9860000,0.98599999999999999,0,11627.906976744185,0,1.1000000000000001,0,0.27719999999778239,0]
[null,null,null,"Ton","Motorin","0.830 Kg/lt",10200000,1.02,0,11627.906976744185,0,1.1000000000000001,0,0.26027999999791773,0]
[null,null,null,"Ton","Benzin","0.735 Kg/lt",10400000,1.04,0,11627.906976744185,0,1.1000000000000001,0,0.24947999999800416,0]
[null,null,null,"Ton","Gazyağı","0.780 Kg/lt",8290000,0.82899999999999996,0,11627.906976744185,0,1.1000000000000001,0,0.25883999999792928,0]
[null,null,null,"Ton","Siyah Likör",null,3000000,0.3,0,11627.906976744185,0,1.1000000000000001,0,0.36499999999999999,0]
[null,null,null,"Ton","Nafta",null,10400000,1.04,0,11627.906976744185,0,1.1000000000000001,0,0.26171999999790624,0]
[null,null,null,"m3","Doğal Gaz","0.670 Kg/m³",8250,8.25E-4,0,11627.906976744185,0,1.1000000000000001,0,0.20015999999839873,{"$f":"N30*M30","v":0}]
[null,null,null,"Ton","Kok Gazı",null,8220000,0.82199999999999995,0,11627.906976744185,0,1.1000000000000001,0,0.159,0]
[null,null,null,"m3","Kok Gazı","0.490 Kg/m³",4028,4.0279999999999998E-4,0,11627.906976744185,0,1.1000000000000001,0,0.159,0]
[null,null,null,"Ton","Yüksek Fırın Gazı ",null,535000,5.3499999999999999E-2,0,11627.906976744185,0,1.1000000000000001,0,0.93600000000000005,0]
[null,null,null,"m3","Yüksek Fırın Gazı","1.290 Kg/m³ ",690,6.8999999999999997E-5,0,11627.906976744185,0,1.1000000000000001,0,0.93600000000000005,0]
[null,null,null,"m3","Çelikhane Gazı",null,1500,1.4999999999999999E-4,0,11627.906976744185,0,1.1000000000000001,0,0.23599999999999999,0]
[null,null,null,"m3","Rafineri Gazı",null,8783,8.7830000000000004E-4,0,11627.906976744185,0,1.1000000000000001,0,0.20735999999834112,0]
[null,null,null,"m3","Asetilen",null,14230,1.423E-3,0,11627.906976744185,0,1.1000000000000001,0,0.24299999999999999,0]
[null,null,null,"m3","Propan",null,10200,1.0200000000000001E-3,0,11627.906976744185,0,1.1000000000000001,0,0.2271599999981827,0]
[null,null,null,"Ton","LPG",null,10900000,1.0900000000000001,0,11627.906976744185,0,1.1000000000000001,0,0.2271599999981827,0]
[null,null,null,"m3","LPG","2.477 Kg/m³ ",27000,2.7000000000000001E-3,0,11627.906976744185,0,1.1000000000000001,0,0.2271599999981827,0]
[null,null,null,"kWh","Elektrik",null,860,8.6000000000000003E-5,0,11627.906976744185,0,{"$f":"2.12818344790937*1.11947","v":2.3824375244311025},0,0.50309999999597521,0]
[null,null,null,"kWh","Hidrolik",null,860,8.6000000000000003E-5,0,11627.906976744185,0,1,0,0,0]
[null,null,null,"kWh","Jeotermal",null,860,8.6000000000000003E-5,0,11627.906976744185,{"$f":"I43*J43","v":0},1,{"$f":"K43*L43","v":0},0,{"$f":"N43*M43","v":0}]
[null,null,"TOTAL ",null,null,null,null,null,{"$f":"SUM(I5:I43)","v":0},null,{"$f":"SUM(K5:K43)","v":0},null,{"$f":"SUM(M5:M43)","v":0},null,{"$f":"SUM(O5:O43)","v":0}]

{"sheet":"Doymuş-Sıvı Faz","index":1,"n_rows":1005,"n_cols":21,"rows_kept":1005,"cut":false,"hidden":true,"merged":[[6,6,7,6]]}
[]
[null,"Sıvı Faz Data"]
[]
[]
[null,"Basınç (bar)","Sıcaklık (C)","Enthalpi (kJ/kg)","Phase",null,null,null,null,null,null,null,"Basınç (bar)","Sıcaklık (C)","Enthalpi (kJ/kg)"]
[null,0.1,45.805999999999997,191.81,"liquid",null,null,null,null,null,null,null,0.1,45.805999999999997,191.81]
[null,0.2,60.058,251.42,"liquid",null,null,null,null,null,null,null,0.2,60.058,251.42]
[null,0.3,69.094999999999999,289.27,"liquid",null,null,null,null,null,null,null,0.3,69.094999999999999,289.27]
[null,0.4,75.856999999999999,317.62,"liquid",null,null,null,null,null,null,null,0.4,75.856999999999999,317.62,null,"Basınç",{"$f":"#REF!","v":{"$error":"#REF!"}}]
[null,0.5,81.316999999999993,340.54,"liquid",null,"Sıcaklık",{"$f":"#REF!","v":{"$error":"#REF!"}},null,null,null,null,0.5,81.316999999999993,340.54,null,"Entalpi",{"$f":"U16","v":{"$error":"#REF!"}}]
[null,0.6,85.926000000000002,359.91,"liquid",null,"Entalpi",{"$f":"K16","v":{"$error":"#REF!"}},null,null,null,null,0.6,85.926000000000002,359.91,null,"Sıcaklık",{"$f":"U18","v":{"$error":"#REF!"}}]
[null,0.7,89.932000000000002,376.75,"liquid",null,null,null,null,null,null,null,0.7,89.932000000000002,376.75]
[null,0.8,93.486000000000004,391.71,"liquid",null,"X1","X2","X Fark","X1 'den  X 'e","İnterpolasyon",null,0.8,93.486000000000004,391.71,null,"X1","X2","X Fark","X1 'den  X 'e","İnterpolasyon"]
[null,0.9,96.686999999999998,405.2,"liquid",null,{"$f":"VLOOKUP(H10,$C$6:$D$1005,1)","v":{"$error":"#REF!"}},{"$f":"INDEX($C$6:$D$1005,MATCH(G14,$C$6:$C$1005,0)+1,1)","v":{"$error":"#REF!"}},{"$f":"H14-G14","v":{"$error":"#REF!"}},{"$f":"H10-G14","v":{"$error":"#REF!"}},{"$f":"J14/I14+G14","v":{"$error":"#REF!"}},null,0.9,96.686999999999998,405.2,null,{"$f":"VLOOKUP(R9,$M$6:$N$1005,1)","v":{"$error":"#REF!"}},{"$f":"Q14+0.1","v":{"$error":"#REF!"}},{"$f":"R14-Q14","v":{"$error":"#REF!"}},{"$f":"Q14-R9","v":{"$error":"#REF!"}},{"$f":"T14/S14+Q14","v":{"$error":"#REF!"}}]
[null,1,99.605999999999995,417.5,"liquid",null,"Y1","Y2","Y Fark",null,null,null,1,99.605999999999995,417.5,null,"Y1","Y2","Y Fark"]
[null,1.1000000000000001,102.29,428.84,"liquid",null,{"$f":"VLOOKUP(G14,$C$6:$D$1005,2)","v":{"$error":"#REF!"}},{"$f":"VLOOKUP(H14,$C$6:$D$1005,2)","v":{"$error":"#REF!"}},{"$f":"H16-G16","v":{"$error":"#REF!"}},null,{"$f":"J14/I14*I16+G16","v":{"$error":"#REF!"}},null,1.1000000000000001,102.29,428.84,null,{"$f":"VLOOKUP(Q14,$M$6:$O$1005,3)","v":{"$error":"#REF!"}},{"$f":"VLOOKUP(R14,$M$6:$O$1005,3)","v":{"$error":"#REF!"}},2.8100000000000591,null,{"$f":"T14/S14*S16+Q16","v":{"$error":"#REF!"}}]
[null,1.2,104.78,439.36,"liquid",null,null,null,null,null,null,null,1.2,104.78,439.36,null,"Z1","Z2","Z Fark"]
[null,1.3,107.11,449.19,"liquid",null,null,null,null,null,null,null,1.3,107.11,449.19,null,{"$f":"VLOOKUP(Q14,$M$6:$N$1005,2)","v":{"$error":"#REF!"}},{"$f":"VLOOKUP(R14,$M$6:$N$1005,2)","v":{"$error":"#REF!"}},{"$f":"R18-Q18","v":{"$error":"#REF!"}},null,{"$f":"T14/S14*S18+Q18","v":{"$error":"#REF!"}}]
[null,1.4,109.29,458.42,"liquid",null,null,null,null,null,null,null,1.4,109.29,458.42]
[null,1.5,111.35,467.13,"liquid",null,null,null,null,null,null,null,1.5,111.35,467.13]
[null,1.6,113.3,475.38,"liquid",null,"Sıcaklık",{"$f":"#REF!","v":{"$error":"#REF!"}},null,null,null,null,1.6,113.3,475.38]
[null,1.7,115.15,483.22,"liquid",null,"Entalpi",{"$f":"K27","v":{"$error":"#REF!"}},null,null,null,null,1.7,115.15,483.22]
[null,1.8,116.91,490.7,"liquid",null,null,null,null,null,null,null,1.8,116.91,490.7]
[null,1.9,118.6,497.85,"liquid",null,"X1","X2","X Fark","X1 'den  X 'e","İnterpolasyon",null,1.9,118.6,497.85]
[null,2,120.21,504.7,"liquid",null,{"$f":"VLOOKUP(H21,$C$6:$D$1005,1)","v":{"$error":"#REF!"}},{"$f":"INDEX($C$6:$D$1005,MATCH(G25,$C$6:$C$1005,0)+1,1)","v":{"$error":"#REF!"}},{"$f":"H25-G25","v":{"$error":"#REF!"}},{"$f":"H21-G25","v":{"$error":"#REF!"}},{"$f":"J25/I25+G25","v":{"$error":"#REF!"}},null,2,120.21,504.7]
[null,2.1,121.76,511.29,"liquid",null,"Y1","Y2","Y Fark",null,null,null,2.1,121.76,511.29]
[null,2.2000000000000002,123.25,517.63,"liquid",null,{"$f":"VLOOKUP(G25,$C$6:$D$1005,2)","v":{"$error":"#REF!"}},{"$f":"VLOOKUP(H25,$C$6:$D$1005,2)","v":{"$error":"#REF!"}},{"$f":"H27-G27","v":{"$error":"#REF!"}},null,{"$f":"J25/I25*I27+G27","v":{"$error":"#REF!"}},null,2.2000000000000002,123.25,517.63]
[null,2.2999999999999998,124.69,523.74,"liquid",null,null,null,null,null,null,null,2.2999999999999998,124.69,523.74]
[null,2.4,126.07,529.64,"liquid",null,null,null,null,null,null,null,2.4,126.07,529.64]
[null,2.5,127.41,535.34,"liquid",null,null,null,null,null,null,null,2.5,127.41,535.34]
[null,2.6,128.71,540.87,"liquid",null,null,null,null,null,null,null,2.6,128.71,540.87]
[null,2.7,129.97,546.24,"liquid",null,null,null,null,null,null,null,2.7,129.97,546.24]
[null,2.8,131.19,551.44000000000005,"liquid",null,null,null,null,null,null,null,2.8,131.19,551.44000000000005]
[null,2.9,132.37,556.5,"liquid",null,null,null,null,null,null,null,2.9,132.37,556.5]
[null,3,133.52000000000001,561.42999999999995,"liquid",null,null,null,null,null,null,null,3,133.52000000000001,561.42999999999995]
[null,3.1,134.63999999999999,566.22,"liquid",null,null,null,null,null,null,null,3.1,134.63999999999999,566.22]
[null,3.2,135.74,570.9,"liquid",null,null,null,null,null,null,null,3.2,135.74,570.9]
[null,3.3,136.80000000000001,575.46,"liquid",null,null,null,null,null,null,null,3.3,136.80000000000001,575.46]
[null,3.4,137.84,579.91,"liquid",null,null,null,null,null,null,null,3.4,137.84,579.91]
[null,3.5,138.86000000000001,584.26,"liquid",null,null,null,null,null,null,null,3.5,138.86000000000001,584.26]
[null,3.6,139.85,588.52,"liquid",null,null,null,null,null,null,null,3.6,139.85,588.52]
[null,3.7,140.82,592.67999999999995,"liquid",null,null,null,null,null,null,null,3.7,140.82,592.67999999999995]
[null,3.8,141.77000000000001,596.75,"liquid",null,null,null,null,null,null,null,3.8,141.77000000000001,596.75]
[null,3.9,142.69999999999999,600.74,"liquid",null,null,null,null,null,null,null,3.9,142.69999999999999,600.74]
[null,4,143.61000000000001,604.65,"liquid",null,null,null,null,null,null,null,4,143.61000000000001,604.65]
[null,4.0999999999999996,144.5,608.49,"liquid",null,null,null,null,null,null,null,4.0999999999999996,144.5,608.49]
[null,4.2,145.38,612.25,"liquid",null,null,null,null,null,null,null,4.2,145.38,612.25]
[null,4.3,146.22999999999999,615.95000000000005,"liquid",null,null,null,null,null,null,null,4.3,146.22999999999999,615.95000000000005]
[null,4.4000000000000004,147.08000000000001,619.58000000000004,"liquid",null,null,null,null,null,null,null,4.4000000000000004,147.08000000000001,619.58000000000004]
[null,4.5,147.9,623.14,"liquid",null,null,null,null,null,null,null,4.5,147.9,623.14]
[null,4.5999999999999996,148.72,626.64,"liquid",null,null,null,null,null,null,null,4.5999999999999996,148.72,626.64]
[null,4.7,149.51,630.08000000000004,"liquid",null,null,null,null,null,null,null,4.7,149.51,630.08000000000004]
[null,4.8,150.30000000000001,633.47,"liquid",null,null,null,null,null,null,null,4.8,150.30000000000001,633.47]
[null,4.9000000000000004,151.07,636.79999999999995,"liquid",null,null,null,null,null,null,null,4.9000000000000004,151.07,636.79999999999995]
[null,5,151.83000000000001,640.09,"liquid",null,null,null,null,null,null,null,5,151.83000000000001,640.09]
[null,5.0999999999999996,152.58000000000001,643.30999999999995,"liquid",null,null,null,null,null,null,null,5.0999999999999996,152.58000000000001,643.30999999999995]
[null,5.2,153.31,646.5,"liquid",null,null,null,null,null,null,null,5.2,153.31,646.5]
[null,5.3,154.04,649.63,"liquid",null,null,null,null,null,null,null,5.3,154.04,649.63]
[null,5.4,154.75,652.72,"liquid",null,null,null,null,null,null,null,5.4,154.75,652.72]
[null,5.5,155.46,655.76,"liquid",null,null,null,null,null,null,null,5.5,155.46,655.76]
[null,5.6,156.15,658.77,"liquid",null,null,null,null,null,null,null,5.6,156.15,658.77]
[null,5.7,156.83000000000001,661.73,"liquid",null,null,null,null,null,null,null,5.7,156.83000000000001,661.73]
[null,5.8,157.51,664.65,"liquid",null,null,null,null,null,null,null,5.8,157.51,664.65]
[null,5.9,158.16999999999999,667.53,"liquid",null,null,null,null,null,null,null,5.9,158.16999999999999,667.53]
[null,6,158.83000000000001,670.38,"liquid",null,null,null,null,null,null,null,6,158.83000000000001,670.38]
[null,6.1,159.47,673.19,"liquid",null,null,null,null,null,null,null,6.1,159.47,673.19]
[null,6.2,160.11000000000001,675.96,"liquid",null,null,null,null,null,null,null,6.2,160.11000000000001,675.96]
[null,6.3,160.74,678.7,"liquid",null,null,null,null,null,null,null,6.3,160.74,678.7]
[null,6.4,161.37,681.41,"liquid",null,null,null,null,null,null,null,6.4,161.37,681.41]
[null,6.5,161.97999999999999,684.08,"liquid",null,null,null,null,null,null,null,6.5,161.97999999999999,684.08]
[null,6.6,162.59,686.73,"liquid",null,null,null,null,null,null,null,6.6,162.59,686.73]
[null,6.7,163.19,689.34,"liquid",null,null,null,null,null,null,null,6.7,163.19,689.34]
[null,6.8,163.78,691.92,"liquid",null,null,null,null,null,null,null,6.8,163.78,691.92]
[null,6.9,164.37,694.48,"liquid",null,null,null,null,null,null,null,6.9,164.37,694.48]
[null,7,164.95,697,"liquid",null,null,null,null,null,null,null,7,164.95,697]
[null,7.1,165.52,699.5,"liquid",null,null,null,null,null,null,null,7.1,165.52,699.5]
[null,7.2,166.09,701.97,"liquid",null,null,null,null,null,null,null,7.2,166.09,701.97]
[null,7.3,166.65,704.42,"liquid",null,null,null,null,null,null,null,7.3,166.65,704.42]
[null,7.4,167.2,706.84,"liquid",null,null,null,null,null,null,null,7.4,167.2,706.84]
[null,7.5,167.75,709.24,"liquid",null,null,null,null,null,null,null,7.5,167.75,709.24]
[null,7.6,168.29,711.61,"liquid",null,null,null,null,null,null,null,7.6,168.29,711.61]
[null,7.7,168.83,713.96,"liquid",null,null,null,null,null,null,null,7.7,168.83,713.96]
[null,7.8,169.36,716.28,"liquid",null,null,null,null,null,null,null,7.8,169.36,716.28]
[null,7.9,169.89,718.58,"liquid",null,null,null,null,null,null,null,7.9,169.89,718.58]
[null,8,170.41,720.86,"liquid",null,null,null,null,null,null,null,8,170.41,720.86]
[null,8.1,170.92,723.12,"liquid",null,null,null,null,null,null,null,8.1,170.92,723.12]
[null,8.1999999999999993,171.43,725.36,"liquid",null,null,null,null,null,null,null,8.1999999999999993,171.43,725.36]
[null,8.3000000000000007,171.94,727.58,"liquid",null,null,null,null,null,null,null,8.3000000000000007,171.94,727.58]
[null,8.4,172.44,729.78,"liquid",null,null,null,null,null,null,null,8.4,172.44,729.78]
[null,8.5,172.94,731.95,"liquid",null,null,null,null,null,null,null,8.5,172.94,731.95]
[null,8.6,173.43,734.11,"liquid",null,null,null,null,null,null,null,8.6,173.43,734.11]
[null,8.6999999999999993,173.91,736.25,"liquid",null,null,null,null,null,null,null,8.6999999999999993,173.91,736.25]
[null,8.8000000000000007,174.4,738.37,"liquid",null,null,null,null,null,null,null,8.8000000000000007,174.4,738.37]
[null,8.9,174.88,740.48,"liquid",null,null,null,null,null,null,null,8.9,174.88,740.48]
[null,9,175.35,742.56,"liquid",null,null,null,null,null,null,null,9,175.35,742.56]
[null,9.1,175.82,744.63,"liquid",null,null,null,null,null,null,null,9.1,175.82,744.63]
[null,9.1999999999999993,176.29,746.68,"liquid",null,null,null,null,null,null,null,9.1999999999999993,176.29,746.68]
[null,9.3000000000000007,176.75,748.72,"liquid",null,null,null,null,null,null,null,9.3000000000000007,176.75,748.72]
[null,9.4,177.21,750.73,"liquid",null,null,null,null,null,null,null,9.4,177.21,750.73]
[null,9.5,177.66,752.74,"liquid",null,null,null,null,null,null,null,9.5,177.66,752.74]
[null,9.6,178.11,754.72,"liquid",null,null,null,null,null,null,null,9.6,178.11,754.72]
[null,9.6999999999999993,178.56,756.69,"liquid",null,null,null,null,null,null,null,9.6999999999999993,178.56,756.69]
[null,9.8000000000000007,179,758.65,"liquid",null,null,null,null,null,null,null,9.8000000000000007,179,758.65]
[null,9.9,179.44,760.59,"liquid",null,null,null,null,null,null,null,9.9,179.44,760.59]
[null,10,179.88,762.52,"liquid",null,null,null,null,null,null,null,10,179.88,762.52]
[null,10.1,180.31,764.43,"liquid",null,null,null,null,null,null,null,10.1,180.31,764.43]
[null,10.199999999999999,180.74,766.32,"liquid",null,null,null,null,null,null,null,10.199999999999999,180.74,766.32]
[null,10.3,181.17,768.21,"liquid",null,null,null,null,null,null,null,10.3,181.17,768.21]
[null,10.4,181.59,770.08,"liquid",null,null,null,null,null,null,null,10.4,181.59,770.08]
[null,10.5,182.01,771.94,"liquid",null,null,null,null,null,null,null,10.5,182.01,771.94]
[null,10.6,182.43,773.78,"liquid",null,null,null,null,null,null,null,10.6,182.43,773.78]
[null,10.7,182.84,775.61,"liquid",null,null,null,null,null,null,null,10.7,182.84,775.61]
[null,10.8,183.25,777.43,"liquid",null,null,null,null,null,null,null,10.8,183.25,777.43]
[null,10.9,183.66,779.23,"liquid",null,null,null,null,null,null,null,10.9,183.66,779.23]
[null,11,184.06,781.03,"liquid",null,null,null,null,null,null,null,11,184.06,781.03]
[null,11.1,184.46,782.81,"liquid",null,null,null,null,null,null,null,11.1,184.46,782.81]
[null,11.2,184.86,784.58,"liquid",null,null,null,null,null,null,null,11.2,184.86,784.58]
[null,11.3,185.26,786.34,"liquid",null,null,null,null,null,null,null,11.3,185.26,786.34]
[null,11.4,185.65,788.08,"liquid",null,null,null,null,null,null,null,11.4,185.65,788.08]
[null,11.5,186.04,789.82,"liquid",null,null,null,null,null,null,null,11.5,186.04,789.82]
[null,11.6,186.43,791.54,"liquid",null,null,null,null,null,null,null,11.6,186.43,791.54]
[null,11.7,186.82,793.25,"liquid",null,null,null,null,null,null,null,11.7,186.82,793.25]
[null,11.8,187.2,794.96,"liquid",null,null,null,null,null,null,null,11.8,187.2,794.96]
[null,11.9,187.58,796.65,"liquid",null,null,null,null,null,null,null,11.9,187.58,796.65]
[null,12,187.96,798.33,"liquid",null,null,null,null,null,null,null,12,187.96,798.33]
[null,12.1,188.33,800,"liquid",null,null,null,null,null,null,null,12.1,188.33,800]
[null,12.2,188.7,801.66,"liquid",null,null,null,null,null,null,null,12.2,188.7,801.66]
[null,12.3,189.08,803.31,"liquid",null,null,null,null,null,null,null,12.3,189.08,803.31]
[null,12.4,189.44,804.95,"liquid",null,null,null,null,null,null,null,12.4,189.44,804.95]
[null,12.5,189.81,806.58,"liquid",null,null,null,null,null,null,null,12.5,189.81,806.58]
[null,12.6,190.17,808.2,"liquid",null,null,null,null,null,null,null,12.6,190.17,808.2]
[null,12.7,190.53,809.82,"liquid",null,null,null,null,null,null,null,12.7,190.53,809.82]
[null,12.8,190.89,811.42,"liquid",null,null,null,null,null,null,null,12.8,190.89,811.42]
[null,12.9,191.25,813.01,"liquid",null,null,null,null,null,null,null,12.9,191.25,813.01]
[null,13,191.6,814.6,"liquid",null,null,null,null,null,null,null,13,191.6,814.6]
[null,13.1,191.96,816.17,"liquid",null,null,null,null,null,null,null,13.1,191.96,816.17]
[null,13.2,192.31,817.74,"liquid",null,null,null,null,null,null,null,13.2,192.31,817.74]
[null,13.3,192.66,819.3,"liquid",null,null,null,null,null,null,null,13.3,192.66,819.3]
[null,13.4,193,820.84,"liquid",null,null,null,null,null,null,null,13.4,193,820.84]
[null,13.5,193.35,822.39,"liquid",null,null,null,null,null,null,null,13.5,193.35,822.39]
[null,13.6,193.69,823.92,"liquid",null,null,null,null,null,null,null,13.6,193.69,823.92]
[null,13.7,194.03,825.44,"liquid",null,null,null,null,null,null,null,13.7,194.03,825.44]
[null,13.8,194.37,826.96,"liquid",null,null,null,null,null,null,null,13.8,194.37,826.96]
[null,13.9,194.7,828.47,"liquid",null,null,null,null,null,null,null,13.9,194.7,828.47]
[null,14,195.04,829.97,"liquid",null,null,null,null,null,null,null,14,195.04,829.97]
[null,14.1,195.37,831.46,"liquid",null,null,null,null,null,null,null,14.1,195.37,831.46]
[null,14.2,195.7,832.94,"liquid",null,null,null,null,null,null,null,14.2,195.7,832.94]
[null,14.3,196.03,834.42,"liquid",null,null,null,null,null,null,null,14.3,196.03,834.42]
[null,14.4,196.36,835.89,"liquid",null,null,null,null,null,null,null,14.4,196.36,835.89]
[null,14.5,196.69,837.35,"liquid",null,null,null,null,null,null,null,14.5,196.69,837.35]
[null,14.6,197.01,838.81,"liquid",null,null,null,null,null,null,null,14.6,197.01,838.81]
[null,14.7,197.33,840.26,"liquid",null,null,null,null,null,null,null,14.7,197.33,840.26]
[null,14.8,197.65,841.7,"liquid",null,null,null,null,null,null,null,14.8,197.65,841.7]
[null,14.9,197.97,843.13,"liquid",null,null,null,null,null,null,null,14.9,197.97,843.13]
[null,15,198.29,844.56,"liquid",null,null,null,null,null,null,null,15,198.29,844.56]
[null,15.1,198.6,845.98,"liquid",null,null,null,null,null,null,null,15.1,198.6,845.98]
[null,15.2,198.92,847.39,"liquid",null,null,null,null,null,null,null,15.2,198.92,847.39]
[null,15.3,199.23,848.8,"liquid",null,null,null,null,null,null,null,15.3,199.23,848.8]
[null,15.4,199.54,850.19,"liquid",null,null,null,null,null,null,null,15.4,199.54,850.19]
[null,15.5,199.85,851.59,"liquid",null,null,null,null,null,null,null,15.5,199.85,851.59]
[null,15.6,200.16,852.97,"liquid",null,null,null,null,null,null,null,15.6,200.16,852.97]
[null,15.7,200.46,854.35,"liquid",null,null,null,null,null,null,null,15.7,200.46,854.35]
[null,15.8,200.77,855.73,"liquid",null,null,null,null,null,null,null,15.8,200.77,855.73]
[null,15.9,201.07,857.09,"liquid",null,null,null,null,null,null,null,15.9,201.07,857.09]
[null,16,201.37,858.46,"liquid",null,null,null,null,null,null,null,16,201.37,858.46]
[null,16.100000000000001,201.67,859.81,"liquid",null,null,null,null,null,null,null,16.100000000000001,201.67,859.81]
[null,16.2,201.97,861.16,"liquid",null,null,null,null,null,null,null,16.2,201.97,861.16]
[null,16.3,202.27,862.5,"liquid",null,null,null,null,null,null,null,16.3,202.27,862.5]
[null,16.399999999999999,202.56,863.84,"liquid",null,null,null,null,null,null,null,16.399999999999999,202.56,863.84]
[null,16.5,202.86,865.17,"liquid",null,null,null,null,null,null,null,16.5,202.86,865.17]
[null,16.600000000000001,203.15,866.5,"liquid",null,null,null,null,null,null,null,16.600000000000001,203.15,866.5]
[null,16.7,203.44,867.82,"liquid",null,null,null,null,null,null,null,16.7,203.44,867.82]
[null,16.8,203.73,869.13,"liquid",null,null,null,null,null,null,null,16.8,203.73,869.13]
[null,16.899999999999999,204.02,870.44,"liquid",null,null,null,null,null,null,null,16.899999999999999,204.02,870.44]
[null,17,204.31,871.74,"liquid",null,null,null,null,null,null,null,17,204.31,871.74]
[null,17.100000000000001,204.59,873.04,"liquid",null,null,null,null,null,null,null,17.100000000000001,204.59,873.04]
[null,17.2,204.88,874.33,"liquid",null,null,null,null,null,null,null,17.2,204.88,874.33]
[null,17.3,205.16,875.62,"liquid",null,null,null,null,null,null,null,17.3,205.16,875.62]
[null,17.399999999999999,205.44,876.9,"liquid",null,null,null,null,null,null,null,17.399999999999999,205.44,876.9]
[null,17.5,205.73,878.17,"liquid",null,null,null,null,null,null,null,17.5,205.73,878.17]
[null,17.600000000000001,206,879.44,"liquid",null,null,null,null,null,null,null,17.600000000000001,206,879.44]
[null,17.7,206.28,880.71,"liquid",null,null,null,null,null,null,null,17.7,206.28,880.71]
[null,17.8,206.56,881.97,"liquid",null,null,null,null,null,null,null,17.8,206.56,881.97]
[null,17.899999999999999,206.84,883.22,"liquid",null,null,null,null,null,null,null,17.899999999999999,206.84,883.22]
[null,18,207.11,884.47,"liquid",null,null,null,null,null,null,null,18,207.11,884.47]
[null,18.100000000000001,207.39,885.72,"liquid",null,null,null,null,null,null,null,18.100000000000001,207.39,885.72]
[null,18.2,207.66,886.96,"liquid",null,null,null,null,null,null,null,18.2,207.66,886.96]
[null,18.3,207.93,888.2,"liquid",null,null,null,null,null,null,null,18.3,207.93,888.2]
[null,18.399999999999999,208.2,889.43,"liquid",null,null,null,null,null,null,null,18.399999999999999,208.2,889.43]
[null,18.5,208.47,890.65,"liquid",null,null,null,null,null,null,null,18.5,208.47,890.65]
[null,18.600000000000001,208.74,891.87,"liquid",null,null,null,null,null,null,null,18.600000000000001,208.74,891.87]
[null,18.7,209,893.09,"liquid",null,null,null,null,null,null,null,18.7,209,893.09]
[null,18.8,209.27,894.3,"liquid",null,null,null,null,null,null,null,18.8,209.27,894.3]
[null,18.899999999999999,209.53,895.51,"liquid",null,null,null,null,null,null,null,18.899999999999999,209.53,895.51]
[null,19,209.8,896.71,"liquid",null,null,null,null,null,null,null,19,209.8,896.71]
[null,19.100000000000001,210.06,897.91,"liquid",null,null,null,null,null,null,null,19.100000000000001,210.06,897.91]
[null,19.2,210.32,899.1,"liquid",null,null,null,null,null,null,null,19.2,210.32,899.1]
[null,19.3,210.58,900.29,"liquid",null,null,null,null,null,null,null,19.3,210.58,900.29]
[null,19.399999999999999,210.84,901.48,"liquid",null,null,null,null,null,null,null,19.399999999999999,210.84,901.48]
[null,19.5,211.1,902.66,"liquid",null,null,null,null,null,null,null,19.5,211.1,902.66]
[null,19.600000000000001,211.36,903.83,"liquid",null,null,null,null,null,null,null,19.600000000000001,211.36,903.83]
[null,19.7,211.61,905.01,"liquid",null,null,null,null,null,null,null,19.7,211.61,905.01]
[null,19.8,211.87,906.17,"liquid",null,null,null,null,null,null,null,19.8,211.87,906.17]
[null,19.899999999999999,212.12,907.34,"liquid",null,null,null,null,null,null,null,19.899999999999999,212.12,907.34]
[null,20,212.38,908.5,"liquid",null,null,null,null,null,null,null,20,212.38,908.5]
[null,20.100000000000001,212.63,909.65,"liquid",null,null,null,null,null,null,null,20.100000000000001,212.63,909.65]
[null,20.2,212.88,910.81,"liquid",null,null,null,null,null,null,null,20.2,212.88,910.81]
[null,20.3,213.13,911.95,"liquid",null,null,null,null,null,null,null,20.3,213.13,911.95]
[null,20.399999999999999,213.38,913.1,"liquid",null,null,null,null,null,null,null,20.399999999999999,213.38,913.1]
[null,20.5,213.63,914.24,"liquid",null,null,null,null,null,null,null,20.5,213.63,914.24]
[null,20.6,213.88,915.37,"liquid",null,null,null,null,null,null,null,20.6,213.88,915.37]
[null,20.7,214.12,916.5,"liquid",null,null,null,null,null,null,null,20.7,214.12,916.5]
[null,20.8,214.37,917.63,"liquid",null,null,null,null,null,null,null,20.8,214.37,917.63]
[null,20.9,214.61,918.75,"liquid",null,null,null,null,null,null,null,20.9,214.61,918.75]
[null,21,214.86,919.87,"liquid",null,null,null,null,null,null,null,21,214.86,919.87]
[null,21.1,215.1,920.99,"liquid",null,null,null,null,null,null,null,21.1,215.1,920.99]
[null,21.2,215.34,922.1,"liquid",null,null,null,null,null,null,null,21.2,215.34,922.1]
[null,21.3,215.58,923.21,"liquid",null,null,null,null,null,null,null,21.3,215.58,923.21]
[null,21.4,215.82,924.32,"liquid",null,null,null,null,null,null,null,21.4,215.82,924.32]
[null,21.5,216.06,925.42,"liquid",null,null,null,null,null,null,null,21.5,216.06,925.42]
[null,21.6,216.3,926.52,"liquid",null,null,null,null,null,null,null,21.6,216.3,926.52]
[null,21.7,216.54,927.61,"liquid",null,null,null,null,null,null,null,21.7,216.54,927.61]
[null,21.8,216.78,928.7,"liquid",null,null,null,null,null,null,null,21.8,216.78,928.7]
[null,21.9,217.01,929.79,"liquid",null,null,null,null,null,null,null,21.9,217.01,929.79]
[null,22,217.25,930.87,"liquid",null,null,null,null,null,null,null,22,217.25,930.87]
[null,22.1,217.48,931.96,"liquid",null,null,null,null,null,null,null,22.1,217.48,931.96]
[null,22.2,217.72,933.03,"liquid",null,null,null,null,null,null,null,22.2,217.72,933.03]
[null,22.3,217.95,934.11,"liquid",null,null,null,null,null,null,null,22.3,217.95,934.11]
[null,22.4,218.18,935.18,"liquid",null,null,null,null,null,null,null,22.4,218.18,935.18]
[null,22.5,218.41,936.24,"liquid",null,null,null,null,null,null,null,22.5,218.41,936.24]
[null,22.6,218.64,937.31,"liquid",null,null,null,null,null,null,null,22.6,218.64,937.31]
[null,22.7,218.87,938.37,"liquid",null,null,null,null,null,null,null,22.7,218.87,938.37]
[null,22.8,219.1,939.43,"liquid",null,null,null,null,null,null,null,22.8,219.1,939.43]
[null,22.9,219.33,940.48,"liquid",null,null,null,null,null,null,null,22.9,219.33,940.48]
[null,23,219.56,941.53,"liquid",null,null,null,null,null,null,null,23,219.56,941.53]
[null,23.1,219.78,942.58,"liquid",null,null,null,null,null,null,null,23.1,219.78,942.58]
[null,23.2,220.01,943.62,"liquid",null,null,null,null,null,null,null,23.2,220.01,943.62]
[null,23.3,220.23,944.66,"liquid",null,null,null,null,null,null,null,23.3,220.23,944.66]
[null,23.4,220.46,945.7,"liquid",null,null,null,null,null,null,null,23.4,220.46,945.7]
[null,23.5,220.68,946.74,"liquid",null,null,null,null,null,null,null,23.5,220.68,946.74]
[null,23.6,220.9,947.77,"liquid",null,null,null,null,null,null,null,23.6,220.9,947.77]
[null,23.7,221.13,948.8,"liquid",null,null,null,null,null,null,null,23.7,221.13,948.8]
[null,23.8,221.35,949.82,"liquid",null,null,null,null,null,null,null,23.8,221.35,949.82]
[null,23.9,221.57,950.85,"liquid",null,null,null,null,null,null,null,23.9,221.57,950.85]
[null,24,221.79,951.87,"liquid",null,null,null,null,null,null,null,24,221.79,951.87]
[null,24.1,222.01,952.88,"liquid",null,null,null,null,null,null,null,24.1,222.01,952.88]
[null,24.2,222.23,953.9,"liquid",null,null,null,null,null,null,null,24.2,222.23,953.9]
[null,24.3,222.44,954.91,"liquid",null,null,null,null,null,null,null,24.3,222.44,954.91]
[null,24.4,222.66,955.92,"liquid",null,null,null,null,null,null,null,24.4,222.66,955.92]
[null,24.5,222.88,956.92,"liquid",null,null,null,null,null,null,null,24.5,222.88,956.92]
[null,24.6,223.09,957.92,"liquid",null,null,null,null,null,null,null,24.6,223.09,957.92]
[null,24.7,223.31,958.92,"liquid",null,null,null,null,null,null,null,24.7,223.31,958.92]
[null,24.8,223.52,959.92,"liquid",null,null,null,null,null,null,null,24.8,223.52,959.92]
[null,24.9,223.74,960.92,"liquid",null,null,null,null,null,null,null,24.9,223.74,960.92]
[null,25,223.95,961.91,"liquid",null,null,null,null,null,null,null,25,223.95,961.91]
[null,25.1,224.16,962.9,"liquid",null,null,null,null,null,null,null,25.1,224.16,962.9]
[null,25.2,224.37,963.88,"liquid",null,null,null,null,null,null,null,25.2,224.37,963.88]
[null,25.3,224.59,964.86,"liquid",null,null,null,null,null,null,null,25.3,224.59,964.86]
[null,25.4,224.8,965.85,"liquid",null,null,null,null,null,null,null,25.4,224.8,965.85]
[null,25.5,225.01,966.82,"liquid",null,null,null,null,null,null,null,25.5,225.01,966.82]
[null,25.6,225.21,967.8,"liquid",null,null,null,null,null,null,null,25.6,225.21,967.8]
[null,25.7,225.42,968.77,"liquid",null,null,null,null,null,null,null,25.7,225.42,968.77]
[null,25.8,225.63,969.74,"liquid",null,null,null,null,null,null,null,25.8,225.63,969.74]
[null,25.9,225.84,970.71,"liquid",null,null,null,null,null,null,null,25.9,225.84,970.71]
[null,26,226.05,971.67,"liquid",null,null,null,null,null,null,null,26,226.05,971.67]
[null,26.1,226.25,972.64,"liquid",null,null,null,null,null,null,null,26.1,226.25,972.64]
[null,26.2,226.46,973.6,"liquid",null,null,null,null,null,null,null,26.2,226.46,973.6]
[null,26.3,226.66,974.55,"liquid",null,null,null,null,null,null,null,26.3,226.66,974.55]
[null,26.4,226.87,975.51,"liquid",null,null,null,null,null,null,null,26.4,226.87,975.51]
[null,26.5,227.07,976.46,"liquid",null,null,null,null,null,null,null,26.5,227.07,976.46]
[null,26.6,227.27,977.41,"liquid",null,null,null,null,null,null,null,26.6,227.27,977.41]
[null,26.7,227.48,978.36,"liquid",null,null,null,null,null,null,null,26.7,227.48,978.36]
[null,26.8,227.68,979.3,"liquid",null,null,null,null,null,null,null,26.8,227.68,979.3]
[null,26.9,227.88,980.24,"liquid",null,null,null,null,null,null,null,26.9,227.88,980.24]
[null,27,228.08,981.18,"liquid",null,null,null,null,null,null,null,27,228.08,981.18]
[null,27.1,228.28,982.12,"liquid",null,null,null,null,null,null,null,27.1,228.28,982.12]
[null,27.2,228.48,983.06,"liquid",null,null,null,null,null,null,null,27.2,228.48,983.06]
[null,27.3,228.68,983.99,"liquid",null,null,null,null,null,null,null,27.3,228.68,983.99]
[null,27.4,228.88,984.92,"liquid",null,null,null,null,null,null,null,27.4,228.88,984.92]
[null,27.5,229.08,985.85,"liquid",null,null,null,null,null,null,null,27.5,229.08,985.85]
[null,27.6,229.27,986.78,"liquid",null,null,null,null,null,null,null,27.6,229.27,986.78]
[null,27.7,229.47,987.7,"liquid",null,null,null,null,null,null,null,27.7,229.47,987.7]
[null,27.8,229.67,988.62,"liquid",null,null,null,null,null,null,null,27.8,229.67,988.62]
[null,27.9,229.86,989.54,"liquid",null,null,null,null,null,null,null,27.9,229.86,989.54]
[null,28,230.06,990.46,"liquid",null,null,null,null,null,null,null,28,230.06,990.46]
[null,28.1,230.25,991.37,"liquid",null,null,null,null,null,null,null,28.1,230.25,991.37]
[null,28.2,230.45,992.28,"liquid",null,null,null,null,null,null,null,28.2,230.45,992.28]
[null,28.3,230.64,993.19,"liquid",null,null,null,null,null,null,null,28.3,230.64,993.19]
[null,28.4,230.83,994.1,"liquid",null,null,null,null,null,null,null,28.4,230.83,994.1]
[null,28.5,231.02,995.01,"liquid",null,null,null,null,null,null,null,28.5,231.02,995.01]
[null,28.6,231.22,995.91,"liquid",null,null,null,null,null,null,null,28.6,231.22,995.91]
[null,28.7,231.41,996.81,"liquid",null,null,null,null,null,null,null,28.7,231.41,996.81]
[null,28.8,231.6,997.71,"liquid",null,null,null,null,null,null,null,28.8,231.6,997.71]
[null,28.9,231.79,998.61,"liquid",null,null,null,null,null,null,null,28.9,231.79,998.61]
[null,29,231.98,999.51,"liquid",null,null,null,null,null,null,null,29,231.98,999.51]
[null,29.1,232.17,1000.4,"liquid",null,null,null,null,null,null,null,29.1,232.17,1000.4]
[null,29.2,232.36,1001.3,"liquid",null,null,null,null,null,null,null,29.2,232.36,1001.3]
[null,29.3,232.55,1002.2,"liquid",null,null,null,null,null,null,null,29.3,232.55,1002.2]
[null,29.4,232.74,1003.1,"liquid",null,null,null,null,null,null,null,29.4,232.74,1003.1]
[null,29.5,232.92,1004,"liquid",null,null,null,null,null,null,null,29.5,232.92,1004]
[null,29.6,233.11,1004.8,"liquid",null,null,null,null,null,null,null,29.6,233.11,1004.8]
[null,29.7,233.3,1005.7,"liquid",null,null,null,null,null,null,null,29.7,233.3,1005.7]
[null,29.8,233.48,1006.6,"liquid",null,null,null,null,null,null,null,29.8,233.48,1006.6]
[null,29.9,233.67,1007.5,"liquid",null,null,null,null,null,null,null,29.9,233.67,1007.5]
[null,30,233.85,1008.3,"liquid",null,null,null,null,null,null,null,30,233.85,1008.3]
[null,30.1,234.04,1009.2,"liquid",null,null,null,null,null,null,null,30.1,234.04,1009.2]
[null,30.2,234.22,1010.1,"liquid",null,null,null,null,null,null,null,30.2,234.22,1010.1]
[null,30.3,234.41,1011,"liquid",null,null,null,null,null,null,null,30.3,234.41,1011]
[null,30.4,234.59,1011.8,"liquid",null,null,null,null,null,null,null,30.4,234.59,1011.8]
[null,30.5,234.77,1012.7,"liquid",null,null,null,null,null,null,null,30.5,234.77,1012.7]
[null,30.6,234.95,1013.6,"liquid",null,null,null,null,null,null,null,30.6,234.95,1013.6]
[null,30.7,235.14,1014.4,"liquid",null,null,null,null,null,null,null,30.7,235.14,1014.4]
[null,30.8,235.32,1015.3,"liquid",null,null,null,null,null,null,null,30.8,235.32,1015.3]
[null,30.9,235.5,1016.1,"liquid",null,null,null,null,null,null,null,30.9,235.5,1016.1]
[null,31,235.68,1017,"liquid",null,null,null,null,null,null,null,31,235.68,1017]
[null,31.1,235.86,1017.8,"liquid",null,null,null,null,null,null,null,31.1,235.86,1017.8]
[null,31.2,236.04,1018.7,"liquid",null,null,null,null,null,null,null,31.2,236.04,1018.7]
[null,31.3,236.22,1019.5,"liquid",null,null,null,null,null,null,null,31.3,236.22,1019.5]
[null,31.4,236.4,1020.4,"liquid",null,null,null,null,null,null,null,31.4,236.4,1020.4]
[null,31.5,236.57,1021.2,"liquid",null,null,null,null,null,null,null,31.5,236.57,1021.2]
[null,31.6,236.75,1022.1,"liquid",null,null,null,null,null,null,null,31.6,236.75,1022.1]
[null,31.7,236.93,1022.9,"liquid",null,null,null,null,null,null,null,31.7,236.93,1022.9]
[null,31.8,237.11,1023.8,"liquid",null,null,null,null,null,null,null,31.8,237.11,1023.8]
[null,31.9,237.28,1024.5999999999999,"liquid",null,null,null,null,null,null,null,31.9,237.28,1024.5999999999999]
[null,32,237.46,1025.4000000000001,"liquid",null,null,null,null,null,null,null,32,237.46,1025.4000000000001]
[null,32.1,237.64,1026.3,"liquid",null,null,null,null,null,null,null,32.1,237.64,1026.3]
[null,32.200000000000003,237.81,1027.0999999999999,"liquid",null,null,null,null,null,null,null,32.200000000000003,237.81,1027.0999999999999]
[null,32.299999999999997,237.99,1027.9000000000001,"liquid",null,null,null,null,null,null,null,32.299999999999997,237.99,1027.9000000000001]
[null,32.4,238.16,1028.8,"liquid",null,null,null,null,null,null,null,32.4,238.16,1028.8]
[null,32.5,238.33,1029.5999999999999,"liquid",null,null,null,null,null,null,null,32.5,238.33,1029.5999999999999]
[null,32.6,238.51,1030.4000000000001,"liquid",null,null,null,null,null,null,null,32.6,238.51,1030.4000000000001]
[null,32.700000000000003,238.68,1031.3,"liquid",null,null,null,null,null,null,null,32.700000000000003,238.68,1031.3]
[null,32.799999999999997,238.85,1032.0999999999999,"liquid",null,null,null,null,null,null,null,32.799999999999997,238.85,1032.0999999999999]
[null,32.9,239.03,1032.9000000000001,"liquid",null,null,null,null,null,null,null,32.9,239.03,1032.9000000000001]
[null,33,239.2,1033.7,"liquid",null,null,null,null,null,null,null,33,239.2,1033.7]
[null,33.1,239.37,1034.5,"liquid",null,null,null,null,null,null,null,33.1,239.37,1034.5]
[null,33.200000000000003,239.54,1035.4000000000001,"liquid",null,null,null,null,null,null,null,33.200000000000003,239.54,1035.4000000000001]
[null,33.299999999999997,239.71,1036.2,"liquid",null,null,null,null,null,null,null,33.299999999999997,239.71,1036.2]
[null,33.4,239.88,1037,"liquid",null,null,null,null,null,null,null,33.4,239.88,1037]
[null,33.5,240.05,1037.8,"liquid",null,null,null,null,null,null,null,33.5,240.05,1037.8]
[null,33.6,240.22,1038.5999999999999,"liquid",null,null,null,null,null,null,null,33.6,240.22,1038.5999999999999]
[null,33.700000000000003,240.39,1039.4000000000001,"liquid",null,null,null,null,null,null,null,33.700000000000003,240.39,1039.4000000000001]
[null,33.799999999999997,240.56,1040.2,"liquid",null,null,null,null,null,null,null,33.799999999999997,240.56,1040.2]
[null,33.9,240.73,1041,"liquid",null,null,null,null,null,null,null,33.9,240.73,1041]
[null,34,240.9,1041.8,"liquid",null,null,null,null,null,null,null,34,240.9,1041.8]
[null,34.1,241.06,1042.5999999999999,"liquid",null,null,null,null,null,null,null,34.1,241.06,1042.5999999999999]
[null,34.200000000000003,241.23,1043.4000000000001,"liquid",null,null,null,null,null,null,null,34.200000000000003,241.23,1043.4000000000001]
[null,34.299999999999997,241.4,1044.2,"liquid",null,null,null,null,null,null,null,34.299999999999997,241.4,1044.2]
[null,34.4,241.57,1045,"liquid",null,null,null,null,null,null,null,34.4,241.57,1045]
[null,34.5,241.73,1045.8,"liquid",null,null,null,null,null,null,null,34.5,241.73,1045.8]
[null,34.6,241.9,1046.5999999999999,"liquid",null,null,null,null,null,null,null,34.6,241.9,1046.5999999999999]
[null,34.700000000000003,242.06,1047.4000000000001,"liquid",null,null,null,null,null,null,null,34.700000000000003,242.06,1047.4000000000001]
[null,34.799999999999997,242.23,1048.2,"liquid",null,null,null,null,null,null,null,34.799999999999997,242.23,1048.2]
[null,34.9,242.39,1049,"liquid",null,null,null,null,null,null,null,34.9,242.39,1049]
[null,35,242.56,1049.8,"liquid",null,null,null,null,null,null,null,35,242.56,1049.8]
[null,35.1,242.72,1050.5999999999999,"liquid",null,null,null,null,null,null,null,35.1,242.72,1050.5999999999999]
[null,35.200000000000003,242.89,1051.4000000000001,"liquid",null,null,null,null,null,null,null,35.200000000000003,242.89,1051.4000000000001]
[null,35.299999999999997,243.05,1052.2,"liquid",null,null,null,null,null,null,null,35.299999999999997,243.05,1052.2]
[null,35.4,243.21,1052.9000000000001,"liquid",null,null,null,null,null,null,null,35.4,243.21,1052.9000000000001]
[null,35.5,243.37,1053.7,"liquid",null,null,null,null,null,null,null,35.5,243.37,1053.7]
[null,35.6,243.54,1054.5,"liquid",null,null,null,null,null,null,null,35.6,243.54,1054.5]
[null,35.700000000000003,243.7,1055.3,"liquid",null,null,null,null,null,null,null,35.700000000000003,243.7,1055.3]
[null,35.799999999999997,243.86,1056.0999999999999,"liquid",null,null,null,null,null,null,null,35.799999999999997,243.86,1056.0999999999999]
[null,35.9,244.02,1056.8,"liquid",null,null,null,null,null,null,null,35.9,244.02,1056.8]
[null,36,244.18,1057.5999999999999,"liquid",null,null,null,null,null,null,null,36,244.18,1057.5999999999999]
[null,36.1,244.34,1058.4000000000001,"liquid",null,null,null,null,null,null,null,36.1,244.34,1058.4000000000001]
[null,36.200000000000003,244.5,1059.2,"liquid",null,null,null,null,null,null,null,36.200000000000003,244.5,1059.2]
[null,36.299999999999997,244.66,1059.9000000000001,"liquid",null,null,null,null,null,null,null,36.299999999999997,244.66,1059.9000000000001]
[null,36.4,244.82,1060.7,"liquid",null,null,null,null,null,null,null,36.4,244.82,1060.7]
[null,36.5,244.98,1061.5,"liquid",null,null,null,null,null,null,null,36.5,244.98,1061.5]
[null,36.6,245.14,1062.2,"liquid",null,null,null,null,null,null,null,36.6,245.14,1062.2]
[null,36.700000000000003,245.3,1063,"liquid",null,null,null,null,null,null,null,36.700000000000003,245.3,1063]
[null,36.799999999999997,245.46,1063.8,"liquid",null,null,null,null,null,null,null,36.799999999999997,245.46,1063.8]
[null,36.9,245.61,1064.5,"liquid",null,null,null,null,null,null,null,36.9,245.61,1064.5]
[null,37,245.77,1065.3,"liquid",null,null,null,null,null,null,null,37,245.77,1065.3]
[null,37.1,245.93,1066,"liquid",null,null,null,null,null,null,null,37.1,245.93,1066]
[null,37.200000000000003,246.09,1066.8,"liquid",null,null,null,null,null,null,null,37.200000000000003,246.09,1066.8]
[null,37.299999999999997,246.24,1067.5,"liquid",null,null,null,null,null,null,null,37.299999999999997,246.24,1067.5]
[null,37.4,246.4,1068.3,"liquid",null,null,null,null,null,null,null,37.4,246.4,1068.3]
[null,37.5,246.56,1069.0999999999999,"liquid",null,null,null,null,null,null,null,37.5,246.56,1069.0999999999999]
[null,37.6,246.71,1069.8,"liquid",null,null,null,null,null,null,null,37.6,246.71,1069.8]
[null,37.700000000000003,246.87,1070.5999999999999,"liquid",null,null,null,null,null,null,null,37.700000000000003,246.87,1070.5999999999999]
[null,37.799999999999997,247.02,1071.3,"liquid",null,null,null,null,null,null,null,37.799999999999997,247.02,1071.3]
[null,37.9,247.18,1072.0999999999999,"liquid",null,null,null,null,null,null,null,37.9,247.18,1072.0999999999999]
[null,38,247.33,1072.8,"liquid",null,null,null,null,null,null,null,38,247.33,1072.8]
[null,38.1,247.48,1073.5999999999999,"liquid",null,null,null,null,null,null,null,38.1,247.48,1073.5999999999999]
[null,38.200000000000003,247.64,1074.3,"liquid",null,null,null,null,null,null,null,38.200000000000003,247.64,1074.3]
[null,38.299999999999997,247.79,1075,"liquid",null,null,null,null,null,null,null,38.299999999999997,247.79,1075]
[null,38.4,247.94,1075.8,"liquid",null,null,null,null,null,null,null,38.4,247.94,1075.8]
[null,38.5,248.1,1076.5,"liquid",null,null,null,null,null,null,null,38.5,248.1,1076.5]
[null,38.6,248.25,1077.3,"liquid",null,null,null,null,null,null,null,38.6,248.25,1077.3]
[null,38.700000000000003,248.4,1078,"liquid",null,null,null,null,null,null,null,38.700000000000003,248.4,1078]
[null,38.799999999999997,248.55,1078.7,"liquid",null,null,null,null,null,null,null,38.799999999999997,248.55,1078.7]
[null,38.9,248.71,1079.5,"liquid",null,null,null,null,null,null,null,38.9,248.71,1079.5]
[null,39,248.86,1080.2,"liquid",null,null,null,null,null,null,null,39,248.86,1080.2]
[null,39.1,249.01,1080.9000000000001,"liquid",null,null,null,null,null,null,null,39.1,249.01,1080.9000000000001]
[null,39.200000000000003,249.16,1081.7,"liquid",null,null,null,null,null,null,null,39.200000000000003,249.16,1081.7]
[null,39.299999999999997,249.31,1082.4000000000001,"liquid",null,null,null,null,null,null,null,39.299999999999997,249.31,1082.4000000000001]
[null,39.4,249.46,1083.0999999999999,"liquid",null,null,null,null,null,null,null,39.4,249.46,1083.0999999999999]
[null,39.5,249.61,1083.9000000000001,"liquid",null,null,null,null,null,null,null,39.5,249.61,1083.9000000000001]
[null,39.6,249.76,1084.5999999999999,"liquid",null,null,null,null,null,null,null,39.6,249.76,1084.5999999999999]
[null,39.700000000000003,249.91,1085.3,"liquid",null,null,null,null,null,null,null,39.700000000000003,249.91,1085.3]
[null,39.799999999999997,250.06,1086,"liquid",null,null,null,null,null,null,null,39.799999999999997,250.06,1086]
[null,39.9,250.21,1086.8,"liquid",null,null,null,null,null,null,null,39.9,250.21,1086.8]
[null,40,250.35,1087.5,"liquid",null,null,null,null,null,null,null,40,250.35,1087.5]
[null,40.1,250.5,1088.2,"liquid",null,null,null,null,null,null,null,40.1,250.5,1088.2]
[null,40.200000000000003,250.65,1088.9000000000001,"liquid",null,null,null,null,null,null,null,40.200000000000003,250.65,1088.9000000000001]
[null,40.299999999999997,250.8,1089.7,"liquid",null,null,null,null,null,null,null,40.299999999999997,250.8,1089.7]
[null,40.4,250.94,1090.4000000000001,"liquid",null,null,null,null,null,null,null,40.4,250.94,1090.4000000000001]
[null,40.5,251.09,1091.0999999999999,"liquid",null,null,null,null,null,null,null,40.5,251.09,1091.0999999999999]
[null,40.6,251.24,1091.8,"liquid",null,null,null,null,null,null,null,40.6,251.24,1091.8]
[null,40.700000000000003,251.39,1092.5,"liquid",null,null,null,null,null,null,null,40.700000000000003,251.39,1092.5]
[null,40.799999999999997,251.53,1093.2,"liquid",null,null,null,null,null,null,null,40.799999999999997,251.53,1093.2]
[null,40.9,251.68,1093.9000000000001,"liquid",null,null,null,null,null,null,null,40.9,251.68,1093.9000000000001]
[null,41,251.82,1094.7,"liquid",null,null,null,null,null,null,null,41,251.82,1094.7]
[null,41.1,251.97,1095.4000000000001,"liquid",null,null,null,null,null,null,null,41.1,251.97,1095.4000000000001]
[null,41.2,252.11,1096.0999999999999,"liquid",null,null,null,null,null,null,null,41.2,252.11,1096.0999999999999]
[null,41.3,252.26,1096.8,"liquid",null,null,null,null,null,null,null,41.3,252.26,1096.8]
[null,41.4,252.4,1097.5,"liquid",null,null,null,null,null,null,null,41.4,252.4,1097.5]
[null,41.5,252.55,1098.2,"liquid",null,null,null,null,null,null,null,41.5,252.55,1098.2]
[null,41.6,252.69,1098.9000000000001,"liquid",null,null,null,null,null,null,null,41.6,252.69,1098.9000000000001]
[null,41.7,252.83,1099.5999999999999,"liquid",null,null,null,null,null,null,null,41.7,252.83,1099.5999999999999]
[null,41.8,252.98,1100.3,"liquid",null,null,null,null,null,null,null,41.8,252.98,1100.3]
[null,41.9,253.12,1101,"liquid",null,null,null,null,null,null,null,41.9,253.12,1101]
[null,42,253.26,1101.7,"liquid",null,null,null,null,null,null,null,42,253.26,1101.7]
[null,42.1,253.41,1102.4000000000001,"liquid",null,null,null,null,null,null,null,42.1,253.41,1102.4000000000001]
[null,42.2,253.55,1103.0999999999999,"liquid",null,null,null,null,null,null,null,42.2,253.55,1103.0999999999999]
[null,42.3,253.69,1103.8,"liquid",null,null,null,null,null,null,null,42.3,253.69,1103.8]
[null,42.4,253.83,1104.5,"liquid",null,null,null,null,null,null,null,42.4,253.83,1104.5]
[null,42.5,253.98,1105.2,"liquid",null,null,null,null,null,null,null,42.5,253.98,1105.2]
[null,42.6,254.12,1105.9000000000001,"liquid",null,null,null,null,null,null,null,42.6,254.12,1105.9000000000001]
[null,42.7,254.26,1106.5999999999999,"liquid",null,null,null,null,null,null,null,42.7,254.26,1106.5999999999999]
[null,42.8,254.4,1107.3,"liquid",null,null,null,null,null,null,null,42.8,254.4,1107.3]
[null,42.9,254.54,1108,"liquid",null,null,null,null,null,null,null,42.9,254.54,1108]
[null,43,254.68,1108.7,"liquid",null,null,null,null,null,null,null,43,254.68,1108.7]
[null,43.1,254.82,1109.3,"liquid",null,null,null,null,null,null,null,43.1,254.82,1109.3]
[null,43.2,254.96,1110,"liquid",null,null,null,null,null,null,null,43.2,254.96,1110]
[null,43.3,255.1,1110.7,"liquid",null,null,null,null,null,null,null,43.3,255.1,1110.7]
[null,43.4,255.24,1111.4000000000001,"liquid",null,null,null,null,null,null,null,43.4,255.24,1111.4000000000001]
[null,43.5,255.38,1112.0999999999999,"liquid",null,null,null,null,null,null,null,43.5,255.38,1112.0999999999999]
[null,43.6,255.52,1112.8,"liquid",null,null,null,null,null,null,null,43.6,255.52,1112.8]
[null,43.7,255.66,1113.5,"liquid",null,null,null,null,null,null,null,43.7,255.66,1113.5]
[null,43.8,255.79,1114.0999999999999,"liquid",null,null,null,null,null,null,null,43.8,255.79,1114.0999999999999]
[null,43.9,255.93,1114.8,"liquid",null,null,null,null,null,null,null,43.9,255.93,1114.8]
[null,44,256.07,1115.5,"liquid",null,null,null,null,null,null,null,44,256.07,1115.5]
[null,44.1,256.20999999999998,1116.2,"liquid",null,null,null,null,null,null,null,44.1,256.20999999999998,1116.2]
[null,44.2,256.35000000000002,1116.9000000000001,"liquid",null,null,null,null,null,null,null,44.2,256.35000000000002,1116.9000000000001]
[null,44.3,256.48,1117.5,"liquid",null,null,null,null,null,null,null,44.3,256.48,1117.5]
[null,44.4,256.62,1118.2,"liquid",null,null,null,null,null,null,null,44.4,256.62,1118.2]
[null,44.5,256.76,1118.9000000000001,"liquid",null,null,null,null,null,null,null,44.5,256.76,1118.9000000000001]
[null,44.6,256.89,1119.5999999999999,"liquid",null,null,null,null,null,null,null,44.6,256.89,1119.5999999999999]
[null,44.7,257.02999999999997,1120.2,"liquid",null,null,null,null,null,null,null,44.7,257.02999999999997,1120.2]
[null,44.8,257.17,1120.9000000000001,"liquid",null,null,null,null,null,null,null,44.8,257.17,1120.9000000000001]
[null,44.9,257.3,1121.5999999999999,"liquid",null,null,null,null,null,null,null,44.9,257.3,1121.5999999999999]
[null,45,257.44,1122.2,"liquid",null,null,null,null,null,null,null,45,257.44,1122.2]
[null,45.1,257.57,1122.9000000000001,"liquid",null,null,null,null,null,null,null,45.1,257.57,1122.9000000000001]
[null,45.2,257.70999999999998,1123.5999999999999,"liquid",null,null,null,null,null,null,null,45.2,257.70999999999998,1123.5999999999999]
[null,45.3,257.83999999999997,1124.3,"liquid",null,null,null,null,null,null,null,45.3,257.83999999999997,1124.3]
[null,45.4,257.98,1124.9000000000001,"liquid",null,null,null,null,null,null,null,45.4,257.98,1124.9000000000001]
[null,45.5,258.11,1125.5999999999999,"liquid",null,null,null,null,null,null,null,45.5,258.11,1125.5999999999999]
[null,45.6,258.25,1126.3,"liquid",null,null,null,null,null,null,null,45.6,258.25,1126.3]
[null,45.7,258.38,1126.9000000000001,"liquid",null,null,null,null,null,null,null,45.7,258.38,1126.9000000000001]
[null,45.8,258.51,1127.5999999999999,"liquid",null,null,null,null,null,null,null,45.8,258.51,1127.5999999999999]
[null,45.9,258.64999999999998,1128.2,"liquid",null,null,null,null,null,null,null,45.9,258.64999999999998,1128.2]
[null,46,258.77999999999997,1128.9000000000001,"liquid",null,null,null,null,null,null,null,46,258.77999999999997,1128.9000000000001]
[null,46.1,258.91000000000003,1129.5999999999999,"liquid",null,null,null,null,null,null,null,46.1,258.91000000000003,1129.5999999999999]
[null,46.2,259.05,1130.2,"liquid",null,null,null,null,null,null,null,46.2,259.05,1130.2]
[null,46.3,259.18,1130.9000000000001,"liquid",null,null,null,null,null,null,null,46.3,259.18,1130.9000000000001]
[null,46.4,259.31,1131.5,"liquid",null,null,null,null,null,null,null,46.4,259.31,1131.5]
[null,46.5,259.44,1132.2,"liquid",null,null,null,null,null,null,null,46.5,259.44,1132.2]
[null,46.6,259.58,1132.8,"liquid",null,null,null,null,null,null,null,46.6,259.58,1132.8]
[null,46.7,259.70999999999998,1133.5,"liquid",null,null,null,null,null,null,null,46.7,259.70999999999998,1133.5]
[null,46.8,259.83999999999997,1134.2,"liquid",null,null,null,null,null,null,null,46.8,259.83999999999997,1134.2]
[null,46.9,259.97000000000003,1134.8,"liquid",null,null,null,null,null,null,null,46.9,259.97000000000003,1134.8]
[null,47,260.10000000000002,1135.5,"liquid",null,null,null,null,null,null,null,47,260.10000000000002,1135.5]
[null,47.1,260.23,1136.0999999999999,"liquid",null,null,null,null,null,null,null,47.1,260.23,1136.0999999999999]
[null,47.2,260.36,1136.8,"liquid",null,null,null,null,null,null,null,47.2,260.36,1136.8]
[null,47.3,260.49,1137.4000000000001,"liquid",null,null,null,null,null,null,null,47.3,260.49,1137.4000000000001]
[null,47.4,260.62,1138.0999999999999,"liquid",null,null,null,null,null,null,null,47.4,260.62,1138.0999999999999]
[null,47.5,260.75,1138.7,"liquid",null,null,null,null,null,null,null,47.5,260.75,1138.7]
[null,47.6,260.88,1139.4000000000001,"liquid",null,null,null,null,null,null,null,47.6,260.88,1139.4000000000001]
[null,47.7,261.01,1140,"liquid",null,null,null,null,null,null,null,47.7,261.01,1140]
[null,47.8,261.14,1140.5999999999999,"liquid",null,null,null,null,null,null,null,47.8,261.14,1140.5999999999999]
[null,47.9,261.27,1141.3,"liquid",null,null,null,null,null,null,null,47.9,261.27,1141.3]
[null,48,261.39999999999998,1141.9000000000001,"liquid",null,null,null,null,null,null,null,48,261.39999999999998,1141.9000000000001]
[null,48.1,261.52999999999997,1142.5999999999999,"liquid",null,null,null,null,null,null,null,48.1,261.52999999999997,1142.5999999999999]
[null,48.2,261.66000000000003,1143.2,"liquid",null,null,null,null,null,null,null,48.2,261.66000000000003,1143.2]
[null,48.3,261.79000000000002,1143.9000000000001,"liquid",null,null,null,null,null,null,null,48.3,261.79000000000002,1143.9000000000001]
[null,48.4,261.92,1144.5,"liquid",null,null,null,null,null,null,null,48.4,261.92,1144.5]
[null,48.5,262.04000000000002,1145.0999999999999,"liquid",null,null,null,null,null,null,null,48.5,262.04000000000002,1145.0999999999999]
[null,48.6,262.17,1145.8,"liquid",null,null,null,null,null,null,null,48.6,262.17,1145.8]
[null,48.7,262.3,1146.4000000000001,"liquid",null,null,null,null,null,null,null,48.7,262.3,1146.4000000000001]
[null,48.8,262.43,1147.0999999999999,"liquid",null,null,null,null,null,null,null,48.8,262.43,1147.0999999999999]
[null,48.9,262.55,1147.7,"liquid",null,null,null,null,null,null,null,48.9,262.55,1147.7]
[null,49,262.68,1148.3,"liquid",null,null,null,null,null,null,null,49,262.68,1148.3]
[null,49.1,262.81,1149,"liquid",null,null,null,null,null,null,null,49.1,262.81,1149]
[null,49.2,262.93,1149.5999999999999,"liquid",null,null,null,null,null,null,null,49.2,262.93,1149.5999999999999]
[null,49.3,263.06,1150.2,"liquid",null,null,null,null,null,null,null,49.3,263.06,1150.2]
[null,49.4,263.19,1150.9000000000001,"liquid",null,null,null,null,null,null,null,49.4,263.19,1150.9000000000001]
[null,49.5,263.31,1151.5,"liquid",null,null,null,null,null,null,null,49.5,263.31,1151.5]
[null,49.6,263.44,1152.0999999999999,"liquid",null,null,null,null,null,null,null,49.6,263.44,1152.0999999999999]
[null,49.7,263.56,1152.8,"liquid",null,null,null,null,null,null,null,49.7,263.56,1152.8]
[null,49.8,263.69,1153.4000000000001,"liquid",null,null,null,null,null,null,null,49.8,263.69,1153.4000000000001]
[null,49.9,263.82,1154,"liquid",null,null,null,null,null,null,null,49.9,263.82,1154]
[null,50,263.94,1154.5999999999999,"liquid",null,null,null,null,null,null,null,50,263.94,1154.5999999999999]
[null,50.1,264.07,1155.3,"liquid",null,null,null,null,null,null,null,50.1,264.07,1155.3]
[null,50.2,264.19,1155.9000000000001,"liquid",null,null,null,null,null,null,null,50.2,264.19,1155.9000000000001]
[null,50.3,264.31,1156.5,"liquid",null,null,null,null,null,null,null,50.3,264.31,1156.5]
[null,50.4,264.44,1157.0999999999999,"liquid",null,null,null,null,null,null,null,50.4,264.44,1157.0999999999999]
[null,50.5,264.56,1157.8,"liquid",null,null,null,null,null,null,null,50.5,264.56,1157.8]
[null,50.6,264.69,1158.4000000000001,"liquid",null,null,null,null,null,null,null,50.6,264.69,1158.4000000000001]
[null,50.7,264.81,1159,"liquid",null,null,null,null,null,null,null,50.7,264.81,1159]
[null,50.8,264.93,1159.5999999999999,"liquid",null,null,null,null,null,null,null,50.8,264.93,1159.5999999999999]
[null,50.9,265.06,1160.3,"liquid",null,null,null,null,null,null,null,50.9,265.06,1160.3]
[null,51,265.18,1160.9000000000001,"liquid",null,null,null,null,null,null,null,51,265.18,1160.9000000000001]
[null,51.1,265.3,1161.5,"liquid",null,null,null,null,null,null,null,51.1,265.3,1161.5]
[null,51.2,265.43,1162.0999999999999,"liquid",null,null,null,null,null,null,null,51.2,265.43,1162.0999999999999]
[null,51.3,265.55,1162.7,"liquid",null,null,null,null,null,null,null,51.3,265.55,1162.7]
[null,51.4,265.67,1163.3,"liquid",null,null,null,null,null,null,null,51.4,265.67,1163.3]
[null,51.5,265.79000000000002,1164,"liquid",null,null,null,null,null,null,null,51.5,265.79000000000002,1164]
[null,51.6,265.92,1164.5999999999999,"liquid",null,null,null,null,null,null,null,51.6,265.92,1164.5999999999999]
[null,51.7,266.04000000000002,1165.2,"liquid",null,null,null,null,null,null,null,51.7,266.04000000000002,1165.2]
[null,51.8,266.16000000000003,1165.8,"liquid",null,null,null,null,null,null,null,51.8,266.16000000000003,1165.8]
[null,51.9,266.27999999999997,1166.4000000000001,"liquid",null,null,null,null,null,null,null,51.9,266.27999999999997,1166.4000000000001]
[null,52,266.39999999999998,1167,"liquid",null,null,null,null,null,null,null,52,266.39999999999998,1167]
[null,52.1,266.52,1167.5999999999999,"liquid",null,null,null,null,null,null,null,52.1,266.52,1167.5999999999999]
[null,52.2,266.64999999999998,1168.3,"liquid",null,null,null,null,null,null,null,52.2,266.64999999999998,1168.3]
[null,52.3,266.77,1168.9000000000001,"liquid",null,null,null,null,null,null,null,52.3,266.77,1168.9000000000001]
[null,52.4,266.89,1169.5,"liquid",null,null,null,null,null,null,null,52.4,266.89,1169.5]
[null,52.5,267.01,1170.0999999999999,"liquid",null,null,null,null,null,null,null,52.5,267.01,1170.0999999999999]
[null,52.6,267.13,1170.7,"liquid",null,null,null,null,null,null,null,52.6,267.13,1170.7]
[null,52.7,267.25,1171.3,"liquid",null,null,null,null,null,null,null,52.7,267.25,1171.3]
[null,52.8,267.37,1171.9000000000001,"liquid",null,null,null,null,null,null,null,52.8,267.37,1171.9000000000001]
[null,52.9,267.49,1172.5,"liquid",null,null,null,null,null,null,null,52.9,267.49,1172.5]
[null,53,267.61,1173.0999999999999,"liquid",null,null,null,null,null,null,null,53,267.61,1173.0999999999999]
[null,53.1,267.73,1173.7,"liquid",null,null,null,null,null,null,null,53.1,267.73,1173.7]
[null,53.2,267.85000000000002,1174.3,"liquid",null,null,null,null,null,null,null,53.2,267.85000000000002,1174.3]
[null,53.3,267.97000000000003,1174.9000000000001,"liquid",null,null,null,null,null,null,null,53.3,267.97000000000003,1174.9000000000001]
[null,53.4,268.08,1175.5,"liquid",null,null,null,null,null,null,null,53.4,268.08,1175.5]
[null,53.5,268.2,1176.0999999999999,"liquid",null,null,null,null,null,null,null,53.5,268.2,1176.0999999999999]
[null,53.6,268.32,1176.7,"liquid",null,null,null,null,null,null,null,53.6,268.32,1176.7]
[null,53.7,268.44,1177.3,"liquid",null,null,null,null,null,null,null,53.7,268.44,1177.3]
[null,53.8,268.56,1177.9000000000001,"liquid",null,null,null,null,null,null,null,53.8,268.56,1177.9000000000001]
[null,53.9,268.68,1178.5,"liquid",null,null,null,null,null,null,null,53.9,268.68,1178.5]
[null,54,268.79000000000002,1179.0999999999999,"liquid",null,null,null,null,null,null,null,54,268.79000000000002,1179.0999999999999]
[null,54.1,268.91000000000003,1179.7,"liquid",null,null,null,null,null,null,null,54.1,268.91000000000003,1179.7]
[null,54.2,269.02999999999997,1180.3,"liquid",null,null,null,null,null,null,null,54.2,269.02999999999997,1180.3]
[null,54.3,269.14999999999998,1180.9000000000001,"liquid",null,null,null,null,null,null,null,54.3,269.14999999999998,1180.9000000000001]
[null,54.4,269.27,1181.5,"liquid",null,null,null,null,null,null,null,54.4,269.27,1181.5]
[null,54.5,269.38,1182.0999999999999,"liquid",null,null,null,null,null,null,null,54.5,269.38,1182.0999999999999]
[null,54.6,269.5,1182.7,"liquid",null,null,null,null,null,null,null,54.6,269.5,1182.7]
[null,54.7,269.62,1183.3,"liquid",null,null,null,null,null,null,null,54.7,269.62,1183.3]
[null,54.8,269.73,1183.9000000000001,"liquid",null,null,null,null,null,null,null,54.8,269.73,1183.9000000000001]
[null,54.9,269.85000000000002,1184.5,"liquid",null,null,null,null,null,null,null,54.9,269.85000000000002,1184.5]
[null,55,269.97000000000003,1185.0999999999999,"liquid",null,null,null,null,null,null,null,55,269.97000000000003,1185.0999999999999]
[null,55.1,270.08,1185.7,"liquid",null,null,null,null,null,null,null,55.1,270.08,1185.7]
[null,55.2,270.2,1186.3,"liquid",null,null,null,null,null,null,null,55.2,270.2,1186.3]
[null,55.3,270.31,1186.9000000000001,"liquid",null,null,null,null,null,null,null,55.3,270.31,1186.9000000000001]
[null,55.4,270.43,1187.5,"liquid",null,null,null,null,null,null,null,55.4,270.43,1187.5]
[null,55.5,270.54000000000002,1188,"liquid",null,null,null,null,null,null,null,55.5,270.54000000000002,1188]
[null,55.6,270.66000000000003,1188.5999999999999,"liquid",null,null,null,null,null,null,null,55.6,270.66000000000003,1188.5999999999999]
[null,55.7,270.77,1189.2,"liquid",null,null,null,null,null,null,null,55.7,270.77,1189.2]
[null,55.8,270.89,1189.8,"liquid",null,null,null,null,null,null,null,55.8,270.89,1189.8]
[null,55.9,271,1190.4000000000001,"liquid",null,null,null,null,null,null,null,55.9,271,1190.4000000000001]
[null,56,271.12,1191,"liquid",null,null,null,null,null,null,null,56,271.12,1191]
[null,56.1,271.23,1191.5999999999999,"liquid",null,null,null,null,null,null,null,56.1,271.23,1191.5999999999999]
[null,56.2,271.35000000000002,1192.0999999999999,"liquid",null,null,null,null,null,null,null,56.2,271.35000000000002,1192.0999999999999]
[null,56.3,271.45999999999998,1192.7,"liquid",null,null,null,null,null,null,null,56.3,271.45999999999998,1192.7]
[null,56.4,271.58,1193.3,"liquid",null,null,null,null,null,null,null,56.4,271.58,1193.3]
[null,56.5,271.69,1193.9000000000001,"liquid",null,null,null,null,null,null,null,56.5,271.69,1193.9000000000001]
[null,56.6,271.8,1194.5,"liquid",null,null,null,null,null,null,null,56.6,271.8,1194.5]
[null,56.7,271.92,1195.0999999999999,"liquid",null,null,null,null,null,null,null,56.7,271.92,1195.0999999999999]
[null,56.8,272.02999999999997,1195.5999999999999,"liquid",null,null,null,null,null,null,null,56.8,272.02999999999997,1195.5999999999999]
[null,56.9,272.14999999999998,1196.2,"liquid",null,null,null,null,null,null,null,56.9,272.14999999999998,1196.2]
[null,57,272.26,1196.8,"liquid",null,null,null,null,null,null,null,57,272.26,1196.8]
[null,57.1,272.37,1197.4000000000001,"liquid",null,null,null,null,null,null,null,57.1,272.37,1197.4000000000001]
[null,57.2,272.48,1198,"liquid",null,null,null,null,null,null,null,57.2,272.48,1198]
[null,57.3,272.60000000000002,1198.5,"liquid",null,null,null,null,null,null,null,57.3,272.60000000000002,1198.5]
[null,57.4,272.70999999999998,1199.0999999999999,"liquid",null,null,null,null,null,null,null,57.4,272.70999999999998,1199.0999999999999]
[null,57.5,272.82,1199.7,"liquid",null,null,null,null,null,null,null,57.5,272.82,1199.7]
[null,57.6,272.93,1200.3,"liquid",null,null,null,null,null,null,null,57.6,272.93,1200.3]
[null,57.7,273.05,1200.8,"liquid",null,null,null,null,null,null,null,57.7,273.05,1200.8]
[null,57.8,273.16000000000003,1201.4000000000001,"liquid",null,null,null,null,null,null,null,57.8,273.16000000000003,1201.4000000000001]
[null,57.9,273.27,1202,"liquid",null,null,null,null,null,null,null,57.9,273.27,1202]
[null,58,273.38,1202.5999999999999,"liquid",null,null,null,null,null,null,null,58,273.38,1202.5999999999999]
[null,58.1,273.49,1203.0999999999999,"liquid",null,null,null,null,null,null,null,58.1,273.49,1203.0999999999999]
[null,58.2,273.60000000000002,1203.7,"liquid",null,null,null,null,null,null,null,58.2,273.60000000000002,1203.7]
[null,58.3,273.72000000000003,1204.3,"liquid",null,null,null,null,null,null,null,58.3,273.72000000000003,1204.3]
[null,58.4,273.83,1204.9000000000001,"liquid",null,null,null,null,null,null,null,58.4,273.83,1204.9000000000001]
[null,58.5,273.94,1205.4000000000001,"liquid",null,null,null,null,null,null,null,58.5,273.94,1205.4000000000001]
[null,58.6,274.05,1206,"liquid",null,null,null,null,null,null,null,58.6,274.05,1206]
[null,58.7,274.16000000000003,1206.5999999999999,"liquid",null,null,null,null,null,null,null,58.7,274.16000000000003,1206.5999999999999]
[null,58.8,274.27,1207.0999999999999,"liquid",null,null,null,null,null,null,null,58.8,274.27,1207.0999999999999]
[null,58.9,274.38,1207.7,"liquid",null,null,null,null,null,null,null,58.9,274.38,1207.7]
[null,59,274.49,1208.3,"liquid",null,null,null,null,null,null,null,59,274.49,1208.3]
[null,59.1,274.60000000000002,1208.8,"liquid",null,null,null,null,null,null,null,59.1,274.60000000000002,1208.8]
[null,59.2,274.70999999999998,1209.4000000000001,"liquid",null,null,null,null,null,null,null,59.2,274.70999999999998,1209.4000000000001]
[null,59.3,274.82,1210,"liquid",null,null,null,null,null,null,null,59.3,274.82,1210]
[null,59.4,274.93,1210.5,"liquid",null,null,null,null,null,null,null,59.4,274.93,1210.5]
[null,59.5,275.04000000000002,1211.0999999999999,"liquid",null,null,null,null,null,null,null,59.5,275.04000000000002,1211.0999999999999]
[null,59.6,275.14999999999998,1211.7,"liquid",null,null,null,null,null,null,null,59.6,275.14999999999998,1211.7]
[null,59.7,275.26,1212.2,"liquid",null,null,null,null,null,null,null,59.7,275.26,1212.2]
[null,59.8,275.37,1212.8,"liquid",null,null,null,null,null,null,null,59.8,275.37,1212.8]
[null,59.9,275.48,1213.4000000000001,"liquid",null,null,null,null,null,null,null,59.9,275.48,1213.4000000000001]
[null,60,275.58,1213.9000000000001,"liquid",null,null,null,null,null,null,null,60,275.58,1213.9000000000001]
[null,60.1,275.69,1214.5,"liquid",null,null,null,null,null,null,null,60.1,275.69,1214.5]
[null,60.2,275.8,1215,"liquid",null,null,null,null,null,null,null,60.2,275.8,1215]
[null,60.3,275.91000000000003,1215.5999999999999,"liquid",null,null,null,null,null,null,null,60.3,275.91000000000003,1215.5999999999999]
[null,60.4,276.02,1216.2,"liquid",null,null,null,null,null,null,null,60.4,276.02,1216.2]
[null,60.5,276.13,1216.7,"liquid",null,null,null,null,null,null,null,60.5,276.13,1216.7]
[null,60.6,276.24,1217.3,"liquid",null,null,null,null,null,null,null,60.6,276.24,1217.3]
[null,60.7,276.33999999999997,1217.8,"liquid",null,null,null,null,null,null,null,60.7,276.33999999999997,1217.8]
[null,60.8,276.45,1218.4000000000001,"liquid",null,null,null,null,null,null,null,60.8,276.45,1218.4000000000001]
[null,60.9,276.56,1219,"liquid",null,null,null,null,null,null,null,60.9,276.56,1219]
[null,61,276.67,1219.5,"liquid",null,null,null,null,null,null,null,61,276.67,1219.5]
[null,61.1,276.77,1220.0999999999999,"liquid",null,null,null,null,null,null,null,61.1,276.77,1220.0999999999999]
[null,61.2,276.88,1220.5999999999999,"liquid",null,null,null,null,null,null,null,61.2,276.88,1220.5999999999999]
[null,61.3,276.99,1221.2,"liquid",null,null,null,null,null,null,null,61.3,276.99,1221.2]
[null,61.4,277.08999999999997,1221.7,"liquid",null,null,null,null,null,null,null,61.4,277.08999999999997,1221.7]
[null,61.5,277.2,1222.3,"liquid",null,null,null,null,null,null,null,61.5,277.2,1222.3]
[null,61.6,277.31,1222.8,"liquid",null,null,null,null,null,null,null,61.6,277.31,1222.8]
[null,61.7,277.41000000000003,1223.4000000000001,"liquid",null,null,null,null,null,null,null,61.7,277.41000000000003,1223.4000000000001]
[null,61.8,277.52,1224,"liquid",null,null,null,null,null,null,null,61.8,277.52,1224]
[null,61.9,277.63,1224.5,"liquid",null,null,null,null,null,null,null,61.9,277.63,1224.5]
[null,62,277.73,1225.0999999999999,"liquid",null,null,null,null,null,null,null,62,277.73,1225.0999999999999]
[null,62.1,277.83999999999997,1225.5999999999999,"liquid",null,null,null,null,null,null,null,62.1,277.83999999999997,1225.5999999999999]
[null,62.2,277.94,1226.2,"liquid",null,null,null,null,null,null,null,62.2,277.94,1226.2]
[null,62.3,278.05,1226.7,"liquid",null,null,null,null,null,null,null,62.3,278.05,1226.7]
[null,62.4,278.16000000000003,1227.3,"liquid",null,null,null,null,null,null,null,62.4,278.16000000000003,1227.3]
[null,62.5,278.26,1227.8,"liquid",null,null,null,null,null,null,null,62.5,278.26,1227.8]
[null,62.6,278.37,1228.4000000000001,"liquid",null,null,null,null,null,null,null,62.6,278.37,1228.4000000000001]
[null,62.7,278.47000000000003,1228.9000000000001,"liquid",null,null,null,null,null,null,null,62.7,278.47000000000003,1228.9000000000001]
[null,62.8,278.58,1229.5,"liquid",null,null,null,null,null,null,null,62.8,278.58,1229.5]
[null,62.9,278.68,1230,"liquid",null,null,null,null,null,null,null,62.9,278.68,1230]
[null,63,278.79000000000002,1230.5,"liquid",null,null,null,null,null,null,null,63,278.79000000000002,1230.5]
[null,63.1,278.89,1231.0999999999999,"liquid",null,null,null,null,null,null,null,63.1,278.89,1231.0999999999999]
[null,63.2,279,1231.5999999999999,"liquid",null,null,null,null,null,null,null,63.2,279,1231.5999999999999]
[null,63.3,279.10000000000002,1232.2,"liquid",null,null,null,null,null,null,null,63.3,279.10000000000002,1232.2]
[null,63.4,279.20999999999998,1232.7,"liquid",null,null,null,null,null,null,null,63.4,279.20999999999998,1232.7]
[null,63.5,279.31,1233.3,"liquid",null,null,null,null,null,null,null,63.5,279.31,1233.3]
[null,63.6,279.41000000000003,1233.8,"liquid",null,null,null,null,null,null,null,63.6,279.41000000000003,1233.8]
[null,63.7,279.52,1234.4000000000001,"liquid",null,null,null,null,null,null,null,63.7,279.52,1234.4000000000001]
[null,63.8,279.62,1234.9000000000001,"liquid",null,null,null,null,null,null,null,63.8,279.62,1234.9000000000001]
[null,63.9,279.72000000000003,1235.4000000000001,"liquid",null,null,null,null,null,null,null,63.9,279.72000000000003,1235.4000000000001]
[null,64,279.83,1236,"liquid",null,null,null,null,null,null,null,64,279.83,1236]
[null,64.099999999999994,279.93,1236.5,"liquid",null,null,null,null,null,null,null,64.099999999999994,279.93,1236.5]
[null,64.2,280.04000000000002,1237.0999999999999,"liquid",null,null,null,null,null,null,null,64.2,280.04000000000002,1237.0999999999999]
[null,64.3,280.14,1237.5999999999999,"liquid",null,null,null,null,null,null,null,64.3,280.14,1237.5999999999999]
[null,64.400000000000006,280.24,1238.0999999999999,"liquid",null,null,null,null,null,null,null,64.400000000000006,280.24,1238.0999999999999]
[null,64.5,280.33999999999997,1238.7,"liquid",null,null,null,null,null,null,null,64.5,280.33999999999997,1238.7]
[null,64.599999999999994,280.45,1239.2,"liquid",null,null,null,null,null,null,null,64.599999999999994,280.45,1239.2]
[null,64.7,280.55,1239.8,"liquid",null,null,null,null,null,null,null,64.7,280.55,1239.8]
[null,64.8,280.64999999999998,1240.3,"liquid",null,null,null,null,null,null,null,64.8,280.64999999999998,1240.3]
[null,64.900000000000006,280.76,1240.8,"liquid",null,null,null,null,null,null,null,64.900000000000006,280.76,1240.8]
[null,65,280.86,1241.4000000000001,"liquid",null,null,null,null,null,null,null,65,280.86,1241.4000000000001]
[null,65.099999999999994,280.95999999999998,1241.9000000000001,"liquid",null,null,null,null,null,null,null,65.099999999999994,280.95999999999998,1241.9000000000001]
[null,65.2,281.06,1242.5,"liquid",null,null,null,null,null,null,null,65.2,281.06,1242.5]
[null,65.3,281.16000000000003,1243,"liquid",null,null,null,null,null,null,null,65.3,281.16000000000003,1243]
[null,65.400000000000006,281.27,1243.5,"liquid",null,null,null,null,null,null,null,65.400000000000006,281.27,1243.5]
[null,65.5,281.37,1244.0999999999999,"liquid",null,null,null,null,null,null,null,65.5,281.37,1244.0999999999999]
[null,65.599999999999994,281.47000000000003,1244.5999999999999,"liquid",null,null,null,null,null,null,null,65.599999999999994,281.47000000000003,1244.5999999999999]
[null,65.7,281.57,1245.0999999999999,"liquid",null,null,null,null,null,null,null,65.7,281.57,1245.0999999999999]
[null,65.8,281.67,1245.7,"liquid",null,null,null,null,null,null,null,65.8,281.67,1245.7]
[null,65.900000000000006,281.77,1246.2,"liquid",null,null,null,null,null,null,null,65.900000000000006,281.77,1246.2]
[null,66,281.87,1246.7,"liquid",null,null,null,null,null,null,null,66,281.87,1246.7]
[null,66.099999999999994,281.98,1247.3,"liquid",null,null,null,null,null,null,null,66.099999999999994,281.98,1247.3]
[null,66.2,282.08,1247.8,"liquid",null,null,null,null,null,null,null,66.2,282.08,1247.8]
[null,66.3,282.18,1248.3,"liquid",null,null,null,null,null,null,null,66.3,282.18,1248.3]
[null,66.400000000000006,282.27999999999997,1248.8,"liquid",null,null,null,null,null,null,null,66.400000000000006,282.27999999999997,1248.8]
[null,66.5,282.38,1249.4000000000001,"liquid",null,null,null,null,null,null,null,66.5,282.38,1249.4000000000001]
[null,66.599999999999994,282.48,1249.9000000000001,"liquid",null,null,null,null,null,null,null,66.599999999999994,282.48,1249.9000000000001]
[null,66.7,282.58,1250.4000000000001,"liquid",null,null,null,null,null,null,null,66.7,282.58,1250.4000000000001]
[null,66.8,282.68,1251,"liquid",null,null,null,null,null,null,null,66.8,282.68,1251]
[null,66.900000000000006,282.77999999999997,1251.5,"liquid",null,null,null,null,null,null,null,66.900000000000006,282.77999999999997,1251.5]
[null,67,282.88,1252,"liquid",null,null,null,null,null,null,null,67,282.88,1252]
[null,67.099999999999994,282.98,1252.5,"liquid",null,null,null,null,null,null,null,67.099999999999994,282.98,1252.5]
[null,67.2,283.08,1253.0999999999999,"liquid",null,null,null,null,null,null,null,67.2,283.08,1253.0999999999999]
[null,67.3,283.18,1253.5999999999999,"liquid",null,null,null,null,null,null,null,67.3,283.18,1253.5999999999999]
[null,67.400000000000006,283.27999999999997,1254.0999999999999,"liquid",null,null,null,null,null,null,null,67.400000000000006,283.27999999999997,1254.0999999999999]
[null,67.5,283.38,1254.7,"liquid",null,null,null,null,null,null,null,67.5,283.38,1254.7]
[null,67.599999999999994,283.48,1255.2,"liquid",null,null,null,null,null,null,null,67.599999999999994,283.48,1255.2]
[null,67.7,283.58,1255.7,"liquid",null,null,null,null,null,null,null,67.7,283.58,1255.7]
[null,67.8,283.68,1256.2,"liquid",null,null,null,null,null,null,null,67.8,283.68,1256.2]
[null,67.900000000000006,283.77999999999997,1256.8,"liquid",null,null,null,null,null,null,null,67.900000000000006,283.77999999999997,1256.8]
[null,68,283.87,1257.3,"liquid",null,null,null,null,null,null,null,68,283.87,1257.3]
[null,68.099999999999994,283.97000000000003,1257.8,"liquid",null,null,null,null,null,null,null,68.099999999999994,283.97000000000003,1257.8]
[null,68.2,284.07,1258.3,"liquid",null,null,null,null,null,null,null,68.2,284.07,1258.3]
[null,68.3,284.17,1258.8,"liquid",null,null,null,null,null,null,null,68.3,284.17,1258.8]
[null,68.400000000000006,284.27,1259.4000000000001,"liquid",null,null,null,null,null,null,null,68.400000000000006,284.27,1259.4000000000001]
[null,68.5,284.37,1259.9000000000001,"liquid",null,null,null,null,null,null,null,68.5,284.37,1259.9000000000001]
[null,68.599999999999994,284.45999999999998,1260.4000000000001,"liquid",null,null,null,null,null,null,null,68.599999999999994,284.45999999999998,1260.4000000000001]
[null,68.7,284.56,1260.9000000000001,"liquid",null,null,null,null,null,null,null,68.7,284.56,1260.9000000000001]
[null,68.8,284.66000000000003,1261.5,"liquid",null,null,null,null,null,null,null,68.8,284.66000000000003,1261.5]
[null,68.900000000000006,284.76,1262,"liquid",null,null,null,null,null,null,null,68.900000000000006,284.76,1262]
[null,69,284.86,1262.5,"liquid",null,null,null,null,null,null,null,69,284.86,1262.5]
[null,69.099999999999994,284.95,1263,"liquid",null,null,null,null,null,null,null,69.099999999999994,284.95,1263]
[null,69.2,285.05,1263.5,"liquid",null,null,null,null,null,null,null,69.2,285.05,1263.5]
[null,69.3,285.14999999999998,1264,"liquid",null,null,null,null,null,null,null,69.3,285.14999999999998,1264]
[null,69.400000000000006,285.25,1264.5999999999999,"liquid",null,null,null,null,null,null,null,69.400000000000006,285.25,1264.5999999999999]
[null,69.5,285.33999999999997,1265.0999999999999,"liquid",null,null,null,null,null,null,null,69.5,285.33999999999997,1265.0999999999999]
[null,69.599999999999994,285.44,1265.5999999999999,"liquid",null,null,null,null,null,null,null,69.599999999999994,285.44,1265.5999999999999]
[null,69.7,285.54000000000002,1266.0999999999999,"liquid",null,null,null,null,null,null,null,69.7,285.54000000000002,1266.0999999999999]
[null,69.8,285.64,1266.5999999999999,"liquid",null,null,null,null,null,null,null,69.8,285.64,1266.5999999999999]
[null,69.900000000000006,285.73,1267.0999999999999,"liquid",null,null,null,null,null,null,null,69.900000000000006,285.73,1267.0999999999999]
[null,70,285.83,1267.7,"liquid",null,null,null,null,null,null,null,70,285.83,1267.7]
[null,70.099999999999994,285.93,1268.2,"liquid",null,null,null,null,null,null,null,70.099999999999994,285.93,1268.2]
[null,70.2,286.02,1268.7,"liquid",null,null,null,null,null,null,null,70.2,286.02,1268.7]
[null,70.3,286.12,1269.2,"liquid",null,null,null,null,null,null,null,70.3,286.12,1269.2]
[null,70.400000000000006,286.20999999999998,1269.7,"liquid",null,null,null,null,null,null,null,70.400000000000006,286.20999999999998,1269.7]
[null,70.5,286.31,1270.2,"liquid",null,null,null,null,null,null,null,70.5,286.31,1270.2]
[null,70.599999999999994,286.41000000000003,1270.7,"liquid",null,null,null,null,null,null,null,70.599999999999994,286.41000000000003,1270.7]
[null,70.7,286.5,1271.3,"liquid",null,null,null,null,null,null,null,70.7,286.5,1271.3]
[null,70.8,286.60000000000002,1271.8,"liquid",null,null,null,null,null,null,null,70.8,286.60000000000002,1271.8]
[null,70.900000000000006,286.69,1272.3,"liquid",null,null,null,null,null,null,null,70.900000000000006,286.69,1272.3]
[null,71,286.79000000000002,1272.8,"liquid",null,null,null,null,null,null,null,71,286.79000000000002,1272.8]
[null,71.099999999999994,286.89,1273.3,"liquid",null,null,null,null,null,null,null,71.099999999999994,286.89,1273.3]
[null,71.2,286.98,1273.8,"liquid",null,null,null,null,null,null,null,71.2,286.98,1273.8]
[null,71.3,287.08,1274.3,"liquid",null,null,null,null,null,null,null,71.3,287.08,1274.3]
[null,71.400000000000006,287.17,1274.8,"liquid",null,null,null,null,null,null,null,71.400000000000006,287.17,1274.8]
[null,71.5,287.27,1275.3,"liquid",null,null,null,null,null,null,null,71.5,287.27,1275.3]
[null,71.599999999999994,287.36,1275.8,"liquid",null,null,null,null,null,null,null,71.599999999999994,287.36,1275.8]
[null,71.7,287.45999999999998,1276.4000000000001,"liquid",null,null,null,null,null,null,null,71.7,287.45999999999998,1276.4000000000001]
[null,71.8,287.55,1276.9000000000001,"liquid",null,null,null,null,null,null,null,71.8,287.55,1276.9000000000001]
[null,71.900000000000006,287.64999999999998,1277.4000000000001,"liquid",null,null,null,null,null,null,null,71.900000000000006,287.64999999999998,1277.4000000000001]
[null,72,287.74,1277.9000000000001,"liquid",null,null,null,null,null,null,null,72,287.74,1277.9000000000001]
[null,72.099999999999994,287.83999999999997,1278.4000000000001,"liquid",null,null,null,null,null,null,null,72.099999999999994,287.83999999999997,1278.4000000000001]
[null,72.2,287.93,1278.9000000000001,"liquid",null,null,null,null,null,null,null,72.2,287.93,1278.9000000000001]
[null,72.3,288.02,1279.4000000000001,"liquid",null,null,null,null,null,null,null,72.3,288.02,1279.4000000000001]
[null,72.400000000000006,288.12,1279.9000000000001,"liquid",null,null,null,null,null,null,null,72.400000000000006,288.12,1279.9000000000001]
[null,72.5,288.20999999999998,1280.4000000000001,"liquid",null,null,null,null,null,null,null,72.5,288.20999999999998,1280.4000000000001]
[null,72.599999999999994,288.31,1280.9000000000001,"liquid",null,null,null,null,null,null,null,72.599999999999994,288.31,1280.9000000000001]
[null,72.7,288.39999999999998,1281.4000000000001,"liquid",null,null,null,null,null,null,null,72.7,288.39999999999998,1281.4000000000001]
[null,72.8,288.5,1281.9000000000001,"liquid",null,null,null,null,null,null,null,72.8,288.5,1281.9000000000001]
[null,72.900000000000006,288.58999999999997,1282.4000000000001,"liquid",null,null,null,null,null,null,null,72.900000000000006,288.58999999999997,1282.4000000000001]
[null,73,288.68,1282.9000000000001,"liquid",null,null,null,null,null,null,null,73,288.68,1282.9000000000001]
[null,73.099999999999994,288.77999999999997,1283.4000000000001,"liquid",null,null,null,null,null,null,null,73.099999999999994,288.77999999999997,1283.4000000000001]
[null,73.2,288.87,1283.9000000000001,"liquid",null,null,null,null,null,null,null,73.2,288.87,1283.9000000000001]
[null,73.3,288.95999999999998,1284.4000000000001,"liquid",null,null,null,null,null,null,null,73.3,288.95999999999998,1284.4000000000001]
[null,73.400000000000006,289.06,1284.9000000000001,"liquid",null,null,null,null,null,null,null,73.400000000000006,289.06,1284.9000000000001]
[null,73.5,289.14999999999998,1285.4000000000001,"liquid",null,null,null,null,null,null,null,73.5,289.14999999999998,1285.4000000000001]
[null,73.599999999999994,289.24,1285.9000000000001,"liquid",null,null,null,null,null,null,null,73.599999999999994,289.24,1285.9000000000001]
[null,73.7,289.33999999999997,1286.4000000000001,"liquid",null,null,null,null,null,null,null,73.7,289.33999999999997,1286.4000000000001]
[null,73.8,289.43,1286.9000000000001,"liquid",null,null,null,null,null,null,null,73.8,289.43,1286.9000000000001]
[null,73.900000000000006,289.52,1287.4000000000001,"liquid",null,null,null,null,null,null,null,73.900000000000006,289.52,1287.4000000000001]
[null,74,289.61,1287.9000000000001,"liquid",null,null,null,null,null,null,null,74,289.61,1287.9000000000001]
[null,74.099999999999994,289.70999999999998,1288.4000000000001,"liquid",null,null,null,null,null,null,null,74.099999999999994,289.70999999999998,1288.4000000000001]
[null,74.2,289.8,1288.9000000000001,"liquid",null,null,null,null,null,null,null,74.2,289.8,1288.9000000000001]
[null,74.3,289.89,1289.4000000000001,"liquid",null,null,null,null,null,null,null,74.3,289.89,1289.4000000000001]
[null,74.400000000000006,289.98,1289.9000000000001,"liquid",null,null,null,null,null,null,null,74.400000000000006,289.98,1289.9000000000001]
[null,74.5,290.08,1290.4000000000001,"liquid",null,null,null,null,null,null,null,74.5,290.08,1290.4000000000001]
[null,74.599999999999994,290.17,1290.9000000000001,"liquid",null,null,null,null,null,null,null,74.599999999999994,290.17,1290.9000000000001]
[null,74.7,290.26,1291.4000000000001,"liquid",null,null,null,null,null,null,null,74.7,290.26,1291.4000000000001]
[null,74.8,290.35000000000002,1291.9000000000001,"liquid",null,null,null,null,null,null,null,74.8,290.35000000000002,1291.9000000000001]
[null,74.900000000000006,290.44,1292.4000000000001,"liquid",null,null,null,null,null,null,null,74.900000000000006,290.44,1292.4000000000001]
[null,75,290.54000000000002,1292.9000000000001,"liquid",null,null,null,null,null,null,null,75,290.54000000000002,1292.9000000000001]
[null,75.099999999999994,290.63,1293.4000000000001,"liquid",null,null,null,null,null,null,null,75.099999999999994,290.63,1293.4000000000001]
[null,75.2,290.72000000000003,1293.9000000000001,"liquid",null,null,null,null,null,null,null,75.2,290.72000000000003,1293.9000000000001]
[null,75.3,290.81,1294.4000000000001,"liquid",null,null,null,null,null,null,null,75.3,290.81,1294.4000000000001]
[null,75.400000000000006,290.89999999999998,1294.9000000000001,"liquid",null,null,null,null,null,null,null,75.400000000000006,290.89999999999998,1294.9000000000001]
[null,75.5,290.99,1295.4000000000001,"liquid",null,null,null,null,null,null,null,75.5,290.99,1295.4000000000001]
[null,75.599999999999994,291.08,1295.9000000000001,"liquid",null,null,null,null,null,null,null,75.599999999999994,291.08,1295.9000000000001]
[null,75.7,291.18,1296.4000000000001,"liquid",null,null,null,null,null,null,null,75.7,291.18,1296.4000000000001]
[null,75.8,291.27,1296.9000000000001,"liquid",null,null,null,null,null,null,null,75.8,291.27,1296.9000000000001]
[null,75.900000000000006,291.36,1297.4000000000001,"liquid",null,null,null,null,null,null,null,75.900000000000006,291.36,1297.4000000000001]
[null,76,291.45,1297.9000000000001,"liquid",null,null,null,null,null,null,null,76,291.45,1297.9000000000001]
[null,76.099999999999994,291.54000000000002,1298.4000000000001,"liquid",null,null,null,null,null,null,null,76.099999999999994,291.54000000000002,1298.4000000000001]
[null,76.2,291.63,1298.9000000000001,"liquid",null,null,null,null,null,null,null,76.2,291.63,1298.9000000000001]
[null,76.3,291.72000000000003,1299.3,"liquid",null,null,null,null,null,null,null,76.3,291.72000000000003,1299.3]
[null,76.400000000000006,291.81,1299.8,"liquid",null,null,null,null,null,null,null,76.400000000000006,291.81,1299.8]
[null,76.5,291.89999999999998,1300.3,"liquid",null,null,null,null,null,null,null,76.5,291.89999999999998,1300.3]
[null,76.599999999999994,291.99,1300.8,"liquid",null,null,null,null,null,null,null,76.599999999999994,291.99,1300.8]
[null,76.7,292.08,1301.3,"liquid",null,null,null,null,null,null,null,76.7,292.08,1301.3]
[null,76.8,292.17,1301.8,"liquid",null,null,null,null,null,null,null,76.8,292.17,1301.8]
[null,76.900000000000006,292.26,1302.3,"liquid",null,null,null,null,null,null,null,76.900000000000006,292.26,1302.3]
[null,77,292.35000000000002,1302.8,"liquid",null,null,null,null,null,null,null,77,292.35000000000002,1302.8]
[null,77.099999999999994,292.44,1303.3,"liquid",null,null,null,null,null,null,null,77.099999999999994,292.44,1303.3]
[null,77.2,292.52999999999997,1303.8,"liquid",null,null,null,null,null,null,null,77.2,292.52999999999997,1303.8]
[null,77.3,292.62,1304.2,"liquid",null,null,null,null,null,null,null,77.3,292.62,1304.2]
[null,77.400000000000006,292.70999999999998,1304.7,"liquid",null,null,null,null,null,null,null,77.400000000000006,292.70999999999998,1304.7]
[null,77.5,292.8,1305.2,"liquid",null,null,null,null,null,null,null,77.5,292.8,1305.2]
[null,77.599999999999994,292.89,1305.7,"liquid",null,null,null,null,null,null,null,77.599999999999994,292.89,1305.7]
[null,77.7,292.98,1306.2,"liquid",null,null,null,null,null,null,null,77.7,292.98,1306.2]
[null,77.8,293.07,1306.7,"liquid",null,null,null,null,null,null,null,77.8,293.07,1306.7]
[null,77.900000000000006,293.16000000000003,1307.2,"liquid",null,null,null,null,null,null,null,77.900000000000006,293.16000000000003,1307.2]
[null,78,293.25,1307.7,"liquid",null,null,null,null,null,null,null,78,293.25,1307.7]
[null,78.099999999999994,293.33,1308.0999999999999,"liquid",null,null,null,null,null,null,null,78.099999999999994,293.33,1308.0999999999999]
[null,78.2,293.42,1308.5999999999999,"liquid",null,null,null,null,null,null,null,78.2,293.42,1308.5999999999999]
[null,78.3,293.51,1309.0999999999999,"liquid",null,null,null,null,null,null,null,78.3,293.51,1309.0999999999999]
[null,78.400000000000006,293.60000000000002,1309.5999999999999,"liquid",null,null,null,null,null,null,null,78.400000000000006,293.60000000000002,1309.5999999999999]
[null,78.5,293.69,1310.0999999999999,"liquid",null,null,null,null,null,null,null,78.5,293.69,1310.0999999999999]
[null,78.599999999999994,293.77999999999997,1310.5999999999999,"liquid",null,null,null,null,null,null,null,78.599999999999994,293.77999999999997,1310.5999999999999]
[null,78.7,293.87,1311,"liquid",null,null,null,null,null,null,null,78.7,293.87,1311]
[null,78.8,293.95,1311.5,"liquid",null,null,null,null,null,null,null,78.8,293.95,1311.5]
[null,78.900000000000006,294.04000000000002,1312,"liquid",null,null,null,null,null,null,null,78.900000000000006,294.04000000000002,1312]
[null,79,294.13,1312.5,"liquid",null,null,null,null,null,null,null,79,294.13,1312.5]
[null,79.099999999999994,294.22000000000003,1313,"liquid",null,null,null,null,null,null,null,79.099999999999994,294.22000000000003,1313]
[null,79.2,294.31,1313.5,"liquid",null,null,null,null,null,null,null,79.2,294.31,1313.5]
[null,79.3,294.39,1313.9,"liquid",null,null,null,null,null,null,null,79.3,294.39,1313.9]
[null,79.400000000000006,294.48,1314.4,"liquid",null,null,null,null,null,null,null,79.400000000000006,294.48,1314.4]
[null,79.5,294.57,1314.9,"liquid",null,null,null,null,null,null,null,79.5,294.57,1314.9]
[null,79.599999999999994,294.66000000000003,1315.4,"liquid",null,null,null,null,null,null,null,79.599999999999994,294.66000000000003,1315.4]
[null,79.7,294.75,1315.9,"liquid",null,null,null,null,null,null,null,79.7,294.75,1315.9]
[null,79.8,294.83,1316.4,"liquid",null,null,null,null,null,null,null,79.8,294.83,1316.4]
[null,79.900000000000006,294.92,1316.8,"liquid",null,null,null,null,null,null,null,79.900000000000006,294.92,1316.8]
[null,80,295.01,1317.3,"liquid",null,null,null,null,null,null,null,80,295.01,1317.3]
[null,80.099999999999994,295.08999999999997,1317.8,"liquid",null,null,null,null,null,null,null,80.099999999999994,295.08999999999997,1317.8]
[null,80.2,295.18,1318.3,"liquid",null,null,null,null,null,null,null,80.2,295.18,1318.3]
[null,80.3,295.27,1318.7,"liquid",null,null,null,null,null,null,null,80.3,295.27,1318.7]
[null,80.400000000000006,295.36,1319.2,"liquid",null,null,null,null,null,null,null,80.400000000000006,295.36,1319.2]
[null,80.5,295.44,1319.7,"liquid",null,null,null,null,null,null,null,80.5,295.44,1319.7]
[null,80.599999999999994,295.52999999999997,1320.2,"liquid",null,null,null,null,null,null,null,80.599999999999994,295.52999999999997,1320.2]
[null,80.7,295.62,1320.7,"liquid",null,null,null,null,null,null,null,80.7,295.62,1320.7]
[null,80.8,295.7,1321.1,"liquid",null,null,null,null,null,null,null,80.8,295.7,1321.1]
[null,80.900000000000006,295.79000000000002,1321.6,"liquid",null,null,null,null,null,null,null,80.900000000000006,295.79000000000002,1321.6]
[null,81,295.88,1322.1,"liquid",null,null,null,null,null,null,null,81,295.88,1322.1]
[null,81.099999999999994,295.95999999999998,1322.6,"liquid",null,null,null,null,null,null,null,81.099999999999994,295.95999999999998,1322.6]
[null,81.2,296.05,1323,"liquid",null,null,null,null,null,null,null,81.2,296.05,1323]
[null,81.3,296.14,1323.5,"liquid",null,null,null,null,null,null,null,81.3,296.14,1323.5]
[null,81.400000000000006,296.22000000000003,1324,"liquid",null,null,null,null,null,null,null,81.400000000000006,296.22000000000003,1324]
[null,81.5,296.31,1324.5,"liquid",null,null,null,null,null,null,null,81.5,296.31,1324.5]
[null,81.599999999999994,296.39,1324.9,"liquid",null,null,null,null,null,null,null,81.599999999999994,296.39,1324.9]
[null,81.7,296.48,1325.4,"liquid",null,null,null,null,null,null,null,81.7,296.48,1325.4]
[null,81.8,296.57,1325.9,"liquid",null,null,null,null,null,null,null,81.8,296.57,1325.9]
[null,81.900000000000006,296.64999999999998,1326.4,"liquid",null,null,null,null,null,null,null,81.900000000000006,296.64999999999998,1326.4]
[null,82,296.74,1326.8,"liquid",null,null,null,null,null,null,null,82,296.74,1326.8]
[null,82.1,296.82,1327.3,"liquid",null,null,null,null,null,null,null,82.1,296.82,1327.3]
[null,82.2,296.91000000000003,1327.8,"liquid",null,null,null,null,null,null,null,82.2,296.91000000000003,1327.8]
[null,82.3,296.99,1328.3,"liquid",null,null,null,null,null,null,null,82.3,296.99,1328.3]
[null,82.4,297.08,1328.7,"liquid",null,null,null,null,null,null,null,82.4,297.08,1328.7]
[null,82.5,297.16000000000003,1329.2,"liquid",null,null,null,null,null,null,null,82.5,297.16000000000003,1329.2]
[null,82.6,297.25,1329.7,"liquid",null,null,null,null,null,null,null,82.6,297.25,1329.7]
[null,82.7,297.33,1330.2,"liquid",null,null,null,null,null,null,null,82.7,297.33,1330.2]
[null,82.8,297.42,1330.6,"liquid",null,null,null,null,null,null,null,82.8,297.42,1330.6]
[null,82.9,297.5,1331.1,"liquid",null,null,null,null,null,null,null,82.9,297.5,1331.1]
[null,83,297.58999999999997,1331.6,"liquid",null,null,null,null,null,null,null,83,297.58999999999997,1331.6]
[null,83.1,297.67,1332,"liquid",null,null,null,null,null,null,null,83.1,297.67,1332]
[null,83.2,297.76,1332.5,"liquid",null,null,null,null,null,null,null,83.2,297.76,1332.5]
[null,83.3,297.83999999999997,1333,"liquid",null,null,null,null,null,null,null,83.3,297.83999999999997,1333]
[null,83.4,297.93,1333.4,"liquid",null,null,null,null,null,null,null,83.4,297.93,1333.4]
[null,83.5,298.01,1333.9,"liquid",null,null,null,null,null,null,null,83.5,298.01,1333.9]
[null,83.6,298.10000000000002,1334.4,"liquid",null,null,null,null,null,null,null,83.6,298.10000000000002,1334.4]
[null,83.7,298.18,1334.9,"liquid",null,null,null,null,null,null,null,83.7,298.18,1334.9]
[null,83.8,298.27,1335.3,"liquid",null,null,null,null,null,null,null,83.8,298.27,1335.3]
[null,83.9,298.35000000000002,1335.8,"liquid",null,null,null,null,null,null,null,83.9,298.35000000000002,1335.8]
[null,84,298.43,1336.3,"liquid",null,null,null,null,null,null,null,84,298.43,1336.3]
[null,84.1,298.52,1336.7,"liquid",null,null,null,null,null,null,null,84.1,298.52,1336.7]
[null,84.2,298.60000000000002,1337.2,"liquid",null,null,null,null,null,null,null,84.2,298.60000000000002,1337.2]
[null,84.3,298.69,1337.7,"liquid",null,null,null,null,null,null,null,84.3,298.69,1337.7]
[null,84.4,298.77,1338.1,"liquid",null,null,null,null,null,null,null,84.4,298.77,1338.1]
[null,84.5,298.85000000000002,1338.6,"liquid",null,null,null,null,null,null,null,84.5,298.85000000000002,1338.6]
[null,84.6,298.94,1339.1,"liquid",null,null,null,null,null,null,null,84.6,298.94,1339.1]
[null,84.7,299.02,1339.5,"liquid",null,null,null,null,null,null,null,84.7,299.02,1339.5]
[null,84.8,299.10000000000002,1340,"liquid",null,null,null,null,null,null,null,84.8,299.10000000000002,1340]
[null,84.9,299.19,1340.5,"liquid",null,null,null,null,null,null,null,84.9,299.19,1340.5]
[null,85,299.27,1340.9,"liquid",null,null,null,null,null,null,null,85,299.27,1340.9]
[null,85.1,299.35000000000002,1341.4,"liquid",null,null,null,null,null,null,null,85.1,299.35000000000002,1341.4]
[null,85.2,299.44,1341.9,"liquid",null,null,null,null,null,null,null,85.2,299.44,1341.9]
[null,85.3,299.52,1342.3,"liquid",null,null,null,null,null,null,null,85.3,299.52,1342.3]
[null,85.4,299.60000000000002,1342.8,"liquid",null,null,null,null,null,null,null,85.4,299.60000000000002,1342.8]
[null,85.5,299.69,1343.3,"liquid",null,null,null,null,null,null,null,85.5,299.69,1343.3]
[null,85.6,299.77,1343.7,"liquid",null,null,null,null,null,null,null,85.6,299.77,1343.7]
[null,85.7,299.85000000000002,1344.2,"liquid",null,null,null,null,null,null,null,85.7,299.85000000000002,1344.2]
[null,85.8,299.93,1344.6,"liquid",null,null,null,null,null,null,null,85.8,299.93,1344.6]
[null,85.9,300.02,1345.1,"liquid",null,null,null,null,null,null,null,85.9,300.02,1345.1]
[null,86,300.10000000000002,1345.6,"liquid",null,null,null,null,null,null,null,86,300.10000000000002,1345.6]
[null,86.1,300.18,1346,"liquid",null,null,null,null,null,null,null,86.1,300.18,1346]
[null,86.2,300.26,1346.5,"liquid",null,null,null,null,null,null,null,86.2,300.26,1346.5]
[null,86.3,300.35000000000002,1347,"liquid",null,null,null,null,null,null,null,86.3,300.35000000000002,1347]
[null,86.4,300.43,1347.4,"liquid",null,null,null,null,null,null,null,86.4,300.43,1347.4]
[null,86.5,300.51,1347.9,"liquid",null,null,null,null,null,null,null,86.5,300.51,1347.9]
[null,86.6,300.58999999999997,1348.3,"liquid",null,null,null,null,null,null,null,86.6,300.58999999999997,1348.3]
[null,86.7,300.68,1348.8,"liquid",null,null,null,null,null,null,null,86.7,300.68,1348.8]
[null,86.8,300.76,1349.3,"liquid",null,null,null,null,null,null,null,86.8,300.76,1349.3]
[null,86.9,300.83999999999997,1349.7,"liquid",null,null,null,null,null,null,null,86.9,300.83999999999997,1349.7]
[null,87,300.92,1350.2,"liquid",null,null,null,null,null,null,null,87,300.92,1350.2]
[null,87.1,301,1350.6,"liquid",null,null,null,null,null,null,null,87.1,301,1350.6]
[null,87.2,301.08999999999997,1351.1,"liquid",null,null,null,null,null,null,null,87.2,301.08999999999997,1351.1]
[null,87.3,301.17,1351.6,"liquid",null,null,null,null,null,null,null,87.3,301.17,1351.6]
[null,87.4,301.25,1352,"liquid",null,null,null,null,null,null,null,87.4,301.25,1352]
[null,87.5,301.33,1352.5,"liquid",null,null,null,null,null,null,null,87.5,301.33,1352.5]
[null,87.6,301.41000000000003,1352.9,"liquid",null,null,null,null,null,null,null,87.6,301.41000000000003,1352.9]
[null,87.7,301.49,1353.4,"liquid",null,null,null,null,null,null,null,87.7,301.49,1353.4]
[null,87.8,301.57,1353.9,"liquid",null,null,null,null,null,null,null,87.8,301.57,1353.9]
[null,87.9,301.66000000000003,1354.3,"liquid",null,null,null,null,null,null,null,87.9,301.66000000000003,1354.3]
[null,88,301.74,1354.8,"liquid",null,null,null,null,null,null,null,88,301.74,1354.8]
[null,88.1,301.82,1355.2,"liquid",null,null,null,null,null,null,null,88.1,301.82,1355.2]
[null,88.2,301.89999999999998,1355.7,"liquid",null,null,null,null,null,null,null,88.2,301.89999999999998,1355.7]
[null,88.3,301.98,1356.1,"liquid",null,null,null,null,null,null,null,88.3,301.98,1356.1]
[null,88.4,302.06,1356.6,"liquid",null,null,null,null,null,null,null,88.4,302.06,1356.6]
[null,88.5,302.14,1357.1,"liquid",null,null,null,null,null,null,null,88.5,302.14,1357.1]
[null,88.6,302.22000000000003,1357.5,"liquid",null,null,null,null,null,null,null,88.6,302.22000000000003,1357.5]
[null,88.7,302.3,1358,"liquid",null,null,null,null,null,null,null,88.7,302.3,1358]
[null,88.8,302.38,1358.4,"liquid",null,null,null,null,null,null,null,88.8,302.38,1358.4]
[null,88.9,302.45999999999998,1358.9,"liquid",null,null,null,null,null,null,null,88.9,302.45999999999998,1358.9]
[null,89,302.54000000000002,1359.3,"liquid",null,null,null,null,null,null,null,89,302.54000000000002,1359.3]
[null,89.1,302.62,1359.8,"liquid",null,null,null,null,null,null,null,89.1,302.62,1359.8]
[null,89.2,302.7,1360.2,"liquid",null,null,null,null,null,null,null,89.2,302.7,1360.2]
[null,89.3,302.79000000000002,1360.7,"liquid",null,null,null,null,null,null,null,89.3,302.79000000000002,1360.7]
[null,89.4,302.87,1361.2,"liquid",null,null,null,null,null,null,null,89.4,302.87,1361.2]
[null,89.5,302.95,1361.6,"liquid",null,null,null,null,null,null,null,89.5,302.95,1361.6]
[null,89.6,303.02999999999997,1362.1,"liquid",null,null,null,null,null,null,null,89.6,303.02999999999997,1362.1]
[null,89.7,303.11,1362.5,"liquid",null,null,null,null,null,null,null,89.7,303.11,1362.5]
[null,89.8,303.19,1363,"liquid",null,null,null,null,null,null,null,89.8,303.19,1363]
[null,89.9,303.27,1363.4,"liquid",null,null,null,null,null,null,null,89.9,303.27,1363.4]
[null,90,303.33999999999997,1363.9,"liquid",null,null,null,null,null,null,null,90,303.33999999999997,1363.9]
[null,90.1,303.42,1364.3,"liquid",null,null,null,null,null,null,null,90.1,303.42,1364.3]
[null,90.2,303.5,1364.8,"liquid",null,null,null,null,null,null,null,90.2,303.5,1364.8]
[null,90.3,303.58,1365.2,"liquid",null,null,null,null,null,null,null,90.3,303.58,1365.2]
[null,90.4,303.66000000000003,1365.7,"liquid",null,null,null,null,null,null,null,90.4,303.66000000000003,1365.7]
[null,90.5,303.74,1366.1,"liquid",null,null,null,null,null,null,null,90.5,303.74,1366.1]
[null,90.6,303.82,1366.6,"liquid",null,null,null,null,null,null,null,90.6,303.82,1366.6]
[null,90.7,303.89999999999998,1367,"liquid",null,null,null,null,null,null,null,90.7,303.89999999999998,1367]
[null,90.8,303.98,1367.5,"liquid",null,null,null,null,null,null,null,90.8,303.98,1367.5]
[null,90.9,304.06,1367.9,"liquid",null,null,null,null,null,null,null,90.9,304.06,1367.9]
[null,91,304.14,1368.4,"liquid",null,null,null,null,null,null,null,91,304.14,1368.4]
[null,91.1,304.22000000000003,1368.8,"liquid",null,null,null,null,null,null,null,91.1,304.22000000000003,1368.8]
[null,91.2,304.3,1369.3,"liquid",null,null,null,null,null,null,null,91.2,304.3,1369.3]
[null,91.3,304.38,1369.7,"liquid",null,null,null,null,null,null,null,91.3,304.38,1369.7]
[null,91.4,304.45,1370.2,"liquid",null,null,null,null,null,null,null,91.4,304.45,1370.2]
[null,91.5,304.52999999999997,1370.6,"liquid",null,null,null,null,null,null,null,91.5,304.52999999999997,1370.6]
[null,91.6,304.61,1371.1,"liquid",null,null,null,null,null,null,null,91.6,304.61,1371.1]
[null,91.7,304.69,1371.5,"liquid",null,null,null,null,null,null,null,91.7,304.69,1371.5]
[null,91.8,304.77,1372,"liquid",null,null,null,null,null,null,null,91.8,304.77,1372]
[null,91.9,304.85000000000002,1372.4,"liquid",null,null,null,null,null,null,null,91.9,304.85000000000002,1372.4]
[null,92,304.93,1372.9,"liquid",null,null,null,null,null,null,null,92,304.93,1372.9]
[null,92.1,305,1373.3,"liquid",null,null,null,null,null,null,null,92.1,305,1373.3]
[null,92.2,305.08,1373.8,"liquid",null,null,null,null,null,null,null,92.2,305.08,1373.8]
[null,92.3,305.16000000000003,1374.2,"liquid",null,null,null,null,null,null,null,92.3,305.16000000000003,1374.2]
[null,92.4,305.24,1374.7,"liquid",null,null,null,null,null,null,null,92.4,305.24,1374.7]
[null,92.5,305.32,1375.1,"liquid",null,null,null,null,null,null,null,92.5,305.32,1375.1]
[null,92.6,305.39999999999998,1375.6,"liquid",null,null,null,null,null,null,null,92.6,305.39999999999998,1375.6]
[null,92.7,305.47000000000003,1376,"liquid",null,null,null,null,null,null,null,92.7,305.47000000000003,1376]
[null,92.8,305.55,1376.5,"liquid",null,null,null,null,null,null,null,92.8,305.55,1376.5]
[null,92.9,305.63,1376.9,"liquid",null,null,null,null,null,null,null,92.9,305.63,1376.9]
[null,93,305.70999999999998,1377.4,"liquid",null,null,null,null,null,null,null,93,305.70999999999998,1377.4]
[null,93.1,305.77999999999997,1377.8,"liquid",null,null,null,null,null,null,null,93.1,305.77999999999997,1377.8]
[null,93.2,305.86,1378.2,"liquid",null,null,null,null,null,null,null,93.2,305.86,1378.2]
[null,93.3,305.94,1378.7,"liquid",null,null,null,null,null,null,null,93.3,305.94,1378.7]
[null,93.4,306.02,1379.1,"liquid",null,null,null,null,null,null,null,93.4,306.02,1379.1]
[null,93.5,306.08999999999997,1379.6,"liquid",null,null,null,null,null,null,null,93.5,306.08999999999997,1379.6]
[null,93.6,306.17,1380,"liquid",null,null,null,null,null,null,null,93.6,306.17,1380]
[null,93.7,306.25,1380.5,"liquid",null,null,null,null,null,null,null,93.7,306.25,1380.5]
[null,93.8,306.33,1380.9,"liquid",null,null,null,null,null,null,null,93.8,306.33,1380.9]
[null,93.9,306.39999999999998,1381.4,"liquid",null,null,null,null,null,null,null,93.9,306.39999999999998,1381.4]
[null,94,306.48,1381.8,"liquid",null,null,null,null,null,null,null,94,306.48,1381.8]
[null,94.1,306.56,1382.2,"liquid",null,null,null,null,null,null,null,94.1,306.56,1382.2]
[null,94.2,306.63,1382.7,"liquid",null,null,null,null,null,null,null,94.2,306.63,1382.7]
[null,94.3,306.70999999999998,1383.1,"liquid",null,null,null,null,null,null,null,94.3,306.70999999999998,1383.1]
[null,94.4,306.79000000000002,1383.6,"liquid",null,null,null,null,null,null,null,94.4,306.79000000000002,1383.6]
[null,94.5,306.87,1384,"liquid",null,null,null,null,null,null,null,94.5,306.87,1384]
[null,94.6,306.94,1384.5,"liquid",null,null,null,null,null,null,null,94.6,306.94,1384.5]
[null,94.7,307.02,1384.9,"liquid",null,null,null,null,null,null,null,94.7,307.02,1384.9]
[null,94.8,307.10000000000002,1385.3,"liquid",null,null,null,null,null,null,null,94.8,307.10000000000002,1385.3]
[null,94.9,307.17,1385.8,"liquid",null,null,null,null,null,null,null,94.9,307.17,1385.8]
[null,95,307.25,1386.2,"liquid",null,null,null,null,null,null,null,95,307.25,1386.2]
[null,95.1,307.33,1386.7,"liquid",null,null,null,null,null,null,null,95.1,307.33,1386.7]
[null,95.2,307.39999999999998,1387.1,"liquid",null,null,null,null,null,null,null,95.2,307.39999999999998,1387.1]
[null,95.3,307.48,1387.6,"liquid",null,null,null,null,null,null,null,95.3,307.48,1387.6]
[null,95.4,307.55,1388,"liquid",null,null,null,null,null,null,null,95.4,307.55,1388]
[null,95.5,307.63,1388.4,"liquid",null,null,null,null,null,null,null,95.5,307.63,1388.4]
[null,95.6,307.70999999999998,1388.9,"liquid",null,null,null,null,null,null,null,95.6,307.70999999999998,1388.9]
[null,95.7,307.77999999999997,1389.3,"liquid",null,null,null,null,null,null,null,95.7,307.77999999999997,1389.3]
[null,95.8,307.86,1389.8,"liquid",null,null,null,null,null,null,null,95.8,307.86,1389.8]
[null,95.9,307.93,1390.2,"liquid",null,null,null,null,null,null,null,95.9,307.93,1390.2]
[null,96,308.01,1390.6,"liquid",null,null,null,null,null,null,null,96,308.01,1390.6]
[null,96.1,308.08999999999997,1391.1,"liquid",null,null,null,null,null,null,null,96.1,308.08999999999997,1391.1]
[null,96.2,308.16000000000003,1391.5,"liquid",null,null,null,null,null,null,null,96.2,308.16000000000003,1391.5]
[null,96.3,308.24,1392,"liquid",null,null,null,null,null,null,null,96.3,308.24,1392]
[null,96.4,308.31,1392.4,"liquid",null,null,null,null,null,null,null,96.4,308.31,1392.4]
[null,96.5,308.39,1392.8,"liquid",null,null,null,null,null,null,null,96.5,308.39,1392.8]
[null,96.6,308.45999999999998,1393.3,"liquid",null,null,null,null,null,null,null,96.6,308.45999999999998,1393.3]
[null,96.7,308.54000000000002,1393.7,"liquid",null,null,null,null,null,null,null,96.7,308.54000000000002,1393.7]
[null,96.8,308.62,1394.1,"liquid",null,null,null,null,null,null,null,96.8,308.62,1394.1]
[null,96.9,308.69,1394.6,"liquid",null,null,null,null,null,null,null,96.9,308.69,1394.6]
[null,97,308.77,1395,"liquid",null,null,null,null,null,null,null,97,308.77,1395]
[null,97.1,308.83999999999997,1395.5,"liquid",null,null,null,null,null,null,null,97.1,308.83999999999997,1395.5]
[null,97.2,308.92,1395.9,"liquid",null,null,null,null,null,null,null,97.2,308.92,1395.9]
[null,97.3,308.99,1396.3,"liquid",null,null,null,null,null,null,null,97.3,308.99,1396.3]
[null,97.4,309.07,1396.8,"liquid",null,null,null,null,null,null,null,97.4,309.07,1396.8]
[null,97.5,309.14,1397.2,"liquid",null,null,null,null,null,null,null,97.5,309.14,1397.2]
[null,97.6,309.22000000000003,1397.6,"liquid",null,null,null,null,null,null,null,97.6,309.22000000000003,1397.6]
[null,97.7,309.29000000000002,1398.1,"liquid",null,null,null,null,null,null,null,97.7,309.29000000000002,1398.1]
[null,97.8,309.37,1398.5,"liquid",null,null,null,null,null,null,null,97.8,309.37,1398.5]
[null,97.9,309.44,1399,"liquid",null,null,null,null,null,null,null,97.9,309.44,1399]
[null,98,309.52,1399.4,"liquid",null,null,null,null,null,null,null,98,309.52,1399.4]
[null,98.1,309.58999999999997,1399.8,"liquid",null,null,null,null,null,null,null,98.1,309.58999999999997,1399.8]
[null,98.2,309.66000000000003,1400.3,"liquid",null,null,null,null,null,null,null,98.2,309.66000000000003,1400.3]
[null,98.3,309.74,1400.7,"liquid",null,null,null,null,null,null,null,98.3,309.74,1400.7]
[null,98.4,309.81,1401.1,"liquid",null,null,null,null,null,null,null,98.4,309.81,1401.1]
[null,98.5,309.89,1401.6,"liquid",null,null,null,null,null,null,null,98.5,309.89,1401.6]
[null,98.6,309.95999999999998,1402,"liquid",null,null,null,null,null,null,null,98.6,309.95999999999998,1402]
[null,98.7,310.04000000000002,1402.4,"liquid",null,null,null,null,null,null,null,98.7,310.04000000000002,1402.4]
[null,98.8,310.11,1402.9,"liquid",null,null,null,null,null,null,null,98.8,310.11,1402.9]
[null,98.9,310.19,1403.3,"liquid",null,null,null,null,null,null,null,98.9,310.19,1403.3]
[null,99,310.26,1403.7,"liquid",null,null,null,null,null,null,null,99,310.26,1403.7]
[null,99.1,310.33,1404.2,"liquid",null,null,null,null,null,null,null,99.1,310.33,1404.2]
[null,99.2,310.41000000000003,1404.6,"liquid",null,null,null,null,null,null,null,99.2,310.41000000000003,1404.6]
[null,99.3,310.48,1405,"liquid",null,null,null,null,null,null,null,99.3,310.48,1405]
[null,99.4,310.56,1405.5,"liquid",null,null,null,null,null,null,null,99.4,310.56,1405.5]
[null,99.5,310.63,1405.9,"liquid",null,null,null,null,null,null,null,99.5,310.63,1405.9]
[null,99.6,310.7,1406.3,"liquid",null,null,null,null,null,null,null,99.6,310.7,1406.3]
[null,99.7,310.77999999999997,1406.8,"liquid",null,null,null,null,null,null,null,99.7,310.77999999999997,1406.8]
[null,99.8,310.85000000000002,1407.2,"liquid",null,null,null,null,null,null,null,99.8,310.85000000000002,1407.2]
[null,99.9,310.92,1407.6,"liquid",null,null,null,null,null,null,null,99.9,310.92,1407.6]
[null,100,311,1408.1,"liquid",null,null,null,null,null,null,null,100,311,1408.1]

{"sheet":"Kızgın Buhar","index":2,"n_rows":398,"n_cols":18,"rows_kept":398,"cut":false,"hidden":true,"merged":[]}
[null,"Basınç\n[Bar]","Sıcaklık (x)\n[C]","Entalpi (y)\n[kcal/kg]"]
[null,0.1,45.8,617.27185857620645,null,null,null,null,null,null,null,null,null,null,null,"Basınç (Bar)","Sıcaklık ( C )","Entalpi (kcal/kg)"]
[null,0.1,50,619.20688007644526,null,null,null,null,null,null,null,null,null,null,null,{"$f":"#REF!","v":{"$error":"#REF!"}},{"$f":"#REF!","v":{"$error":"#REF!"}},{"$f":"IF(P3=N5,M5,IF(P3=N6,M6,IF(P3=N7,M7,IF(P3=N8,M8,IF(P3=N9,M9,IF(P3=N10,M10,IF(P3=N11,M11,IF(P3=N12,M12,IF(P3=N13,M13,IF(P3=N14,M14,IF(P3=N15,M15,IF(P3=N16,M16,IF(P3=N17,M17,IF(P3=N18,M18,IF(P3=N19,M19,IF(P3=N20,M20,IF(P3=N21,M21,IF(P3=N22,M22,IF(P3=N23,M23,IF(P3=N24,M24,IF(P3=N25,M25,IF(P3=N26,M26,IF(P3=N27,M27,IF(P3=N28,M28,IF(P3=N29,M29,IF(P3=N30,M30,IF(P3=N31,M31,IF(P3=N32,M32,IF(P3=N33,M33,IF(P3=N34,M34,IF(P3=N35,M35,IF(P3=N36,M36,IF(P3=N37,M37,\"HATALI VERİ\")))))))))))))))))))))))))))))))))","v":{"$error":"#REF!"}}]
[null,0.1,100,642.02102245580511,null,null,null,null,null,null,null,null,null,"Seçiniz"]
[null,0.1,150,664.83516483516485,null,null,null,null,null,null,null,{"$f":"IF(AND(45.8<=Q3,Q3<=1000),\"Doğru Değer Girişi\",\"Lütfen Sıcaklık Değerini 45,8 - 1.000 C Aralığında Giriniz\")","v":{"$error":"#REF!"}},{"$f":"0.5104*Q3+585.74","v":{"$error":"#REF!"}},0.1,null,"UYARI MESAJI :",{"$f":"IF(P3=N5,L5,IF(P3=N6,L6,IF(P3=N7,L7,IF(P3=N8,L8,IF(P3=N9,L9,IF(P3=N10,L10,IF(P3=N11,L11,IF(P3=N12,L12,IF(P3=N13,L13,IF(P3=N14,L14,IF(P3=N15,L15,IF(P3=N16,L16,IF(P3=N17,L17,IF(P3=N18,L18,IF(P3=N19,L19,IF(P3=N20,L20,IF(P3=N21,L21,IF(P3=N22,L22,IF(P3=N23,L23,IF(P3=N24,L24,IF(P3=N25,L25,IF(P3=N26,L26,IF(P3=N27,L27,IF(P3=N28,L28,IF(P3=N29,L29,IF(P3=N30,L30,IF(P3=N31,L31,IF(P3=N32,L32,IF(P3=N33,L33,IF(P3=N34,L34,IF(P3=N35,L35,IF(P3=N36,L36,IF(P3=N37,L37,\"\")))))))))))))))))))))))))))))))))","v":{"$error":"#REF!"}}]
[null,0.1,200,687.91208791208794,null,null,null,null,null,null,null,{"$f":"IF(AND(81.3<=Q3,Q3<=1000),\"Doğru Değer Girişi\",\"Lütfen Sıcaklık Değerini 81,3 - 1.000 C Aralığında Giriniz\")","v":{"$error":"#REF!"}},{"$f":"0.515*Q3+582.64","v":{"$error":"#REF!"}},0.5]
[null,0.1,250,711.2756808408983,null,null,null,null,null,null,null,{"$f":"IF(AND(99.6<=Q3,Q3<=1000),\"Doğru Değer Girişi\",\"Lütfen Sıcaklık Değerini 99,6 - 1.000 C Aralığında Giriniz\")","v":{"$error":"#REF!"}},{"$f":"0.5167*Q3+581.42","v":{"$error":"#REF!"}},1]
[null,0.1,300,734.99761108456755,null,null,null,null,null,null,null,{"$f":"IF(AND(120.2<=Q3,Q3<=1000),\"Doğru Değer Girişi\",\"Lütfen Sıcaklık Değerini 120,2 - 1.000 C Aralığında Giriniz\")","v":{"$error":"#REF!"}},{"$f":"0.5212*Q3+578.12","v":{"$error":"#REF!"}},2]
[null,0.1,350,759.07787864309603,null,null,null,null,null,null,null,{"$f":"IF(AND(133.5<=Q3,Q3<=1000),\"Doğru Değer Girişi\",\"Lütfen Sıcaklık Değerini 133,5 - 1.000 C Aralığında Giriniz\")","v":{"$error":"#REF!"}},{"$f":"0.5233*Q3+576.5","v":{"$error":"#REF!"}},3]
[null,0.1,400,783.54037267080753,null,null,null,null,null,null,null,{"$f":"IF(AND(143.6<=Q3,Q3<=1000),\"Doğru Değer Girişi\",\"Lütfen Sıcaklık Değerini 143,6 - 1.000 C Aralığında Giriniz\")","v":{"$error":"#REF!"}},{"$f":"0.5252*Q3+574.93","v":{"$error":"#REF!"}},4]
[null,0.1,450,808.40898232202585,null,null,null,null,null,null,null,{"$f":"IF(AND(151.8<=Q3,Q3<=1000),\"Doğru Değer Girişi\",\"Lütfen Sıcaklık Değerini 151,8 - 1.000 C Aralığında Giriniz\")","v":{"$error":"#REF!"}},{"$f":"0.5284*Q3+572.54","v":{"$error":"#REF!"}},5]
[null,0.1,500,833.65981844242708,null,null,null,null,null,null,null,{"$f":"IF(AND(158.8<=Q3,Q3<=1000),\"Doğru Değer Girişi\",\"Lütfen Sıcaklık Değerini 158,8 - 1.000 C Aralığında Giriniz\")","v":{"$error":"#REF!"}},{"$f":"0.529*Q3+571.27","v":{"$error":"#REF!"}},6]
[null,0.1,600,885.4037267080746,null,null,null,null,null,null,null,{"$f":"IF(AND(170.4<=Q3,Q3<=1000),\"Doğru Değer Girişi\",\"Lütfen Sıcaklık Değerini 170,4 - 1.000 C Aralığında Giriniz\")","v":{"$error":"#REF!"}},{"$f":"0.5329*Q3+568.77","v":{"$error":"#REF!"}},8]
[null,0.1,700,938.81987577639757,null,null,null,null,null,null,null,{"$f":"IF(AND(179.9<=Q3,Q3<=1000),\"Doğru Değer Girişi\",\"Lütfen Sıcaklık Değerini 179,9 - 1.000 C Aralığında Giriniz\")","v":{"$error":"#REF!"}},{"$f":"0.5358*Q3+566.32","v":{"$error":"#REF!"}},10]
[null,0.1,800,993.93215480172012,null,null,null,null,null,null,null,{"$f":"IF(AND(188<=Q3,Q3<=1000),\"Doğru Değer Girişi\",\"Lütfen Sıcaklık Değerini 188 - 1.000 C Aralığında Giriniz\")","v":{"$error":"#REF!"}},{"$f":"0.5387*Q3+563.85","v":{"$error":"#REF!"}},12]
[null,0.1,900,1050.7166746297182,null,null,null,null,null,null,null,{"$f":"IF(AND(195<Q3,Q3<1000),\"Doğru Değer Girişi\",\"Lütfen Sıcaklık Değerini 195 - 1.000 C Aralığında Giriniz\")","v":{"$error":"#REF!"}},{"$f":"0.5416*Q3+561.37","v":{"$error":"#REF!"}},14]
[null,0.1,1000,1109.1256569517441,null,null,null,null,null,null,null,{"$f":"IF(AND(201.4<Q3,Q3<1000),\"Doğru Değer Girişi\",\"Lütfen Sıcaklık Değerini 201,4 - 1.000 C Aralığında Giriniz\")","v":{"$error":"#REF!"}},{"$f":"0.5436*Q3+559.55","v":{"$error":"#REF!"}},16]
[null,0.5,81.3,631.91591017677968,null,null,null,null,null,null,null,{"$f":"IF(AND(207.1<Q3,Q3<1000),\"Doğru Değer Girişi\",\"Lütfen Sıcaklık Değerini 207,1 - 1.000 C Aralığında Giriniz\")","v":{"$error":"#REF!"}},{"$f":"0.5463*Q3+557.23","v":{"$error":"#REF!"}},18]
[null,0.5,100,640.80267558528431,null,null,null,null,null,null,null,{"$f":"IF(AND(212.4<Q3,Q3<1000),\"Doğru Değer Girişi\",\"Lütfen Sıcaklık Değerini 212,4 - 1.000 C Aralığında Giriniz\")","v":{"$error":"#REF!"}},{"$f":"0.549*Q3+554.87","v":{"$error":"#REF!"}},20]
[null,0.5,150,664.16626851409455,null,null,null,null,null,null,null,{"$f":"IF(AND(224<Q3,Q3<1000),\"Doğru Değer Girişi\",\"Lütfen Sıcaklık Değerini 224 - 1.000 C Aralığında Giriniz\")","v":{"$error":"#REF!"}},{"$f":"0.5545*Q3+549.89","v":{"$error":"#REF!"}},25]
[null,0.5,200,687.4820831342571,null,null,null,null,null,null,null,{"$f":"IF(AND(233.9<Q3,Q3<1000),\"Doğru Değer Girişi\",\"Lütfen Sıcaklık Değerini 233,9 - 1.000 C Aralığında Giriniz\")","v":{"$error":"#REF!"}},{"$f":"0.5606*Q3+544.53","v":{"$error":"#REF!"}},30]
[null,0.5,250,710.96512183468701,null,null,null,null,null,null,null,{"$f":"IF(AND(242.6<Q3,Q3<1000),\"Doğru Değer Girişi\",\"Lütfen Sıcaklık Değerini 242,6 - 1.000 C Aralığında Giriniz\")","v":{"$error":"#REF!"}},{"$f":"0.5668*Q3+538.97","v":{"$error":"#REF!"}},35]
[null,0.5,300,734.78260869565224,null,null,null,null,null,null,null,{"$f":"IF(AND(250.4<Q3,Q3<1000),\"Doğru Değer Girişi\",\"Lütfen Sıcaklık Değerini 250,4 - 1.000 C Aralığında Giriniz\")","v":{"$error":"#REF!"}},{"$f":"0.5707*Q3+535.21","v":{"$error":"#REF!"}},40]
[null,0.5,350,758.91065456282854,null,null,null,null,null,null,null,{"$f":"IF(AND(257.4<Q3,Q3<1000),\"Doğru Değer Girişi\",\"Lütfen Sıcaklık Değerini 257,4 - 1.000 C Aralığında Giriniz\")","v":{"$error":"#REF!"}},{"$f":"0.5776*Q3+529.85","v":{"$error":"#REF!"}},45]
[null,0.5,400,783.39703774486384,null,null,null,null,null,null,null,{"$f":"IF(AND(263.9<Q3,Q3<1000),\"Doğru Değer Girişi\",\"Lütfen Sıcaklık Değerini 263,9 - 1.000 C Aralığında Giriniz\")","v":{"$error":"#REF!"}},{"$f":"0.5829*Q3+524.29","v":{"$error":"#REF!"}},50]
[null,0.5,450,808.28953655040618,null,null,null,null,null,null,null,{"$f":"IF(AND(275.6<Q3,Q3<1000),\"Doğru Değer Girişi\",\"Lütfen Sıcaklık Değerini 275,6 - 1.000 C Aralığında Giriniz\")","v":{"$error":"#REF!"}},{"$f":"0.5908*Q3+516.56","v":{"$error":"#REF!"}},60]
[null,0.5,500,833.56426182513144,null,null,null,null,null,null,null,{"$f":"IF(AND(285.8<Q3,Q3<1000),\"Doğru Değer Girişi\",\"Lütfen Sıcaklık Değerini 285,8 - 1.000 C Aralığında Giriniz\")","v":{"$error":"#REF!"}},{"$f":"0.6024*Q3+506.04","v":{"$error":"#REF!"}},70]
[null,0.5,600,885.33205924510276,null,null,null,null,null,null,null,{"$f":"IF(AND(295<Q3,Q3<1000),\"Doğru Değer Girişi\",\"Lütfen Sıcaklık Değerini 295 - 1.000 C Aralığında Giriniz\")","v":{"$error":"#REF!"}},{"$f":"0.615*Q3+494.65","v":{"$error":"#REF!"}},80]
[null,0.5,700,938.77209746774963,null,null,null,null,null,null,null,{"$f":"IF(AND(303.3<Q3,Q3<1000),\"Doğru Değer Girişi\",\"Lütfen Sıcaklık Değerini 303,3 - 1.000 C Aralığında Giriniz\")","v":{"$error":"#REF!"}},{"$f":"0.6173*Q3+491.23","v":{"$error":"#REF!"}},90]
[null,0.5,800,993.88437649307207,null,null,null,null,null,null,null,{"$f":"IF(AND(311<Q3,Q3<1000),\"Doğru Değer Girişi\",\"Lütfen Sıcaklık Değerini 311 - 1.000 C Aralığında Giriniz\")","v":{"$error":"#REF!"}},{"$f":"0.6277*Q3+481.5","v":{"$error":"#REF!"}},100]
[null,0.5,900,1050.6927854753942,null,null,null,null,null,null,null,{"$f":"IF(AND(327<Q3,Q3<1000),\"Doğru Değer Girişi\",\"Lütfen Sıcaklık Değerini 327 - 1.000 C Aralığında Giriniz\")","v":{"$error":"#REF!"}},{"$f":"0.6563*Q3+455.04","v":{"$error":"#REF!"}},125]
[null,0.5,1000,1109.1017677974201,null,null,null,null,null,null,null,{"$f":"IF(AND(342.6<Q3,Q3<1000),\"Doğru Değer Girişi\",\"Lütfen Sıcaklık Değerini 342,6 - 1.000 C Aralığında Giriniz\")","v":{"$error":"#REF!"}},{"$f":"415.57*LN(Q3)-1790.6","v":{"$error":"#REF!"}},150]
[null,1,99.6,639.01098901098908,null,null,null,null,null,null,null,{"$f":"IF(AND(354.7<Q3,Q3<1000),\"Doğru Değer Girişi\",\"Lütfen Sıcaklık Değerini 354,7 - 1.000 C Aralığında Giriniz\")","v":{"$error":"#REF!"}},{"$f":"440.72*LN(Q3)-1961.4","v":{"$error":"#REF!"}},175]
[null,1,100,639.2259913999045,null,null,null,null,null,null,null,{"$f":"IF(AND(365.8<Q3,Q3<1000),\"Doğru Değer Girişi\",\"Lütfen Sıcaklık Değerini 365,8 - 1.000 C Aralığında Giriniz\")","v":{"$error":"#REF!"}},{"$f":"472.85*LN(Q3)-2178.8","v":{"$error":"#REF!"}},200]
[null,1,150,663.30625895843286,null,null,null,null,null,null,null,{"$f":"IF(AND(375<Q3,Q3<1000),\"Doğru Değer Girişi\",\"Lütfen Sıcaklık Değerini 375 - 1.000 C Aralığında Giriniz\")","v":{"$error":"#REF!"}},{"$f":"564.73*LN(Q3)-2797.5","v":{"$error":"#REF!"}},250]
[null,1,200,686.93263258480647,null,null,null,null,null,null,null,{"$f":"IF(AND(375<Q3,Q3<1000),\"Doğru Değer Girişi\",\"Lütfen Sıcaklık Değerini 375 - 1.000 C Aralığında Giriniz\")","v":{"$error":"#REF!"}},{"$f":"617.08*LN(Q3)-3154.5","v":{"$error":"#REF!"}},300]
[null,1,250,710.5828953655041,null,null,null,null,null,null,null,{"$f":"IF(AND(375<Q3,Q3<1000),\"Doğru Değer Girişi\",\"Lütfen Sıcaklık Değerini 375 - 1.000 C Aralığında Giriniz\")","v":{"$error":"#REF!"}},{"$f":"659.37*LN(Q3)-3452.4","v":{"$error":"#REF!"}},400]
[null,1,300,734.47204968944095]
[null,1,350,758.67176301958921]
[null,1,400,783.22981366459624]
[null,1,450,808.12231247013858]
[null,1,500,833.42092689918775]
[null,1,600,885.236502627807]
[null,1,700,938.7004300047779]
[null,1,800,993.83659818442425]
[null,1,900,1050.6450071667464]
[null,1,1000,1109.077878643096]
[null,2,120.2,646.48829431438128]
[null,2,150,661.51457238413764]
[null,2,200,685.78595317725751]
[null,2,250,709.79455327281414]
[null,2,300,733.89870998566653]
[null,2,350,758.21786908743434]
[null,2,400,782.84758719541333]
[null,2,450,807.83564261825131]
[null,2,500,833.18203535594841]
[null,2,600,885.04538939321549]
[null,2,700,938.55709507883421]
[null,2,800,993.7410415671286]
[null,2,900,1050.5494505494507]
[null,2,1000,1109.0062111801242]
[null,3,133.5,650.95556617295756]
[null,3,150,659.62732919254654]
[null,3,200,684.63927376970855]
[null,3,250,709.0062111801243]
[null,3,300,733.30148112756808]
[null,3,350,757.76397515527947]
[null,3,400,782.48924988055421]
[null,3,450,807.52508361204013]
[null,3,500,832.91925465838506]
[null,3,600,884.85427615862397]
[null,3,700,938.41376015289052]
[null,3,800,993.62159579550894]
[null,3,900,1050.4777830864789]
[null,3,1000,1108.9345437171523]
[null,4,143.6,654.10893454371717]
[null,4,150,657.62064022933589]
[null,4,200,683.44481605351177]
[null,4,250,708.19397993311043]
[null,4,300,732.70425226946963]
[null,4,350,757.2861920688008]
[null,4,400,782.1070234113713]
[null,4,450,807.21452460582896]
[null,4,500,832.65647396082181]
[null,4,600,884.66316292403246]
[null,4,700,938.27042522694694]
[null,4,800,993.50215002388916]
[null,4,900,1050.382226469183]
[null,4,1000,1108.8628762541805]
[null,5,151.80000000000001,656.49784997611084]
[null,5,200,682.22646918299097]
[null,5,250,707.35785953177253]
[null,5,300,732.10702341137119]
[null,5,350,756.83229813664593]
[null,5,400,781.72479694218828]
[null,5,450,806.90396559961778]
[null,5,500,832.41758241758248]
[null,5,600,884.49593884376497]
[null,5,700,938.12709030100336]
[null,5,800,993.40659340659329]
[null,5,900,1050.3105590062112]
[null,5,1000,1108.7912087912086]
[null,6,158.80000000000001,658.40898232202574]
[null,6,200,680.98423315814614]
[null,6,250,706.54562828475866]
[null,6,300,731.48590539894894]
[null,6,350,756.35451505016727]
[null,6,400,781.36645962732928]
[null,6,450,806.61729574773051]
[null,6,500,832.15480172001912]
[null,6,600,884.30482560917335]
[null,6,700,937.98375537505979]
[null,6,800,993.28714763497362]
[null,6,900,1050.2150023889153]
[null,6,1000,1108.719541328237]
[null,8,170.4,661.32345914954612]
[null,8,200,678.38031533683704]
[null,8,250,704.82560917343528]
[null,8,300,730.26755852842814]
[null,8,350,755.42283803153362]
[null,8,400,780.60200668896323]
[null,8,450,805.99617773530815]
[null,8,500,831.65312947921655]
[null,8,600,883.92259913999044]
[null,8,700,937.72097467749643]
[null,8,800,993.07214524605831]
[null,8,900,1050.0477783086478]
[null,8,1000,1108.5762064022933]
[null,10,179.9,663.42570473005253]
[null,10,200,675.65695174390828]
[null,10,250,703.08170090778788]
[null,10,300,729.0014333492594]
[null,10,350,754.46727185857617]
[null,10,400,779.8614429049212]
[null,10,450,805.37505972288591]
[null,10,500,831.12756808408983]
[null,10,600,883.56426182513133]
[null,10,700,937.43430482560916]
[null,10,800,992.857142857143]
[null,10,900,1049.8805542283803]
[null,10,1000,1108.4328714763496]
[null,12,188,665.00238891543233]
[null,12,200,672.74247491638789]
[null,12,250,701.29001433349254]
[null,12,300,727.73530817009089]
[null,12,350,753.51170568561872]
[null,12,400,779.09698996655527]
[null,12,450,804.75394171046344]
[null,12,500,830.60200668896323]
[null,12,600,883.18203535594841]
[null,12,700,937.14763497372201]
[null,12,800,992.64214046822735]
[null,12,900,1049.6894409937888]
[null,12,1000,1108.31342570473]
[null,14,195,666.22073578595325]
[null,14,200,669.61299569995219]
[null,14,250,699.45054945054949]
[null,14,300,726.44529383659824]
[null,14,350,752.53225035833725]
[null,14,400,778.33253702818922]
[null,14,450,804.13282369804108]
[null,14,500,830.10033444816054]
[null,14,600,882.79980888676539]
[null,14,700,936.86096512183462]
[null,14,800,992.42713807931204]
[null,14,900,1049.5222169135213]
[null,14,1000,1108.1700907787865]
[null,16,201.4,667.1763019589107]
[null,16,225,682.70425226946975]
[null,16,250,697.53941710463448]
[null,16,300,725.13139034878168]
[null,16,350,751.55279503105589]
[null,16,400,777.56808408982329]
[null,16,450,803.51170568561872]
[null,16,500,829.57477305303394]
[null,16,600,882.44147157190639]
[null,16,700,936.57429526994747]
[null,16,800,992.18824653607271]
[null,16,900,1049.3549928332538]
[null,16,1000,1108.0267558528428]
[null,18,207.1,667.91686574295272]
[null,18,225,680.17200191113227]
[null,18,250,695.58050645007165]
[null,18,300,723.81748686096512]
[null,18,350,750.54945054945063]
[null,18,400,776.77974199713333]
[null,18,450,802.89058767319636]
[null,18,500,829.04921165790734]
[null,18,600,882.05924510272337]
[null,18,700,936.31151457238423]
[null,18,800,991.97324414715706]
[null,18,900,1049.1877687529861]
[null,18,1000,1107.8834209268994]
[null,20,212.4,668.49020544672726]
[null,20,225,677.52030578117535]
[null,20,250,693.54992833253698]
[null,20,300,722.45580506450074]
[null,20,350,749.56999522216915]
[null,20,400,775.99139990444348]
[null,20,450,802.24558050644998]
[null,20,500,828.52365026278062]
[null,20,600,881.67701863354034]
[null,20,700,936.02484472049684]
[null,20,800,991.75824175824175]
[null,20,900,1048.9966555183948]
[null,20,1000,1107.7400860009557]
[null,25,224,669.35021500238895]
[null,25,250,688.22264691829912]
[null,25,300,718.96798853320593]
[null,25,350,747.01385570950788]
[null,25,400,774.03248924988054]
[null,25,450,800.66889632107018]
[null,25,500,827.20974677496417]
[null,25,600,880.74534161490692]
[null,25,700,935.30817009077873]
[null,25,800,991.20879120879113]
[null,25,900,1048.5666507405638]
[null,25,1000,1107.4056378404205]
[null,30,233.9,669.66077400860001]
[null,30,250,682.39369326325846]
[null,30,300,715.31294792164363]
[null,30,350,744.40993788819878]
[null,30,400,772.02580028666978]
[null,30,450,799.04443382704255]
[null,30,500,825.89584328714761]
[null,30,600,879.78977544194936]
[null,30,700,934.59149546106062]
[null,30,800,990.65934065934061]
[null,30,900,1048.1366459627329]
[null,30,1000,1107.0473005255615]
[null,35,242.6,669.51743908265644]
[null,35,250,675.99139990444337]
[null,35,300,711.51457238413764]
[null,35,350,741.71046344959393]
[null,35,400,769.99522216913522]
[null,35,450,797.41997133301481]
[null,35,500,824.55805064500714]
[null,35,600,878.85809842331582]
[null,35,700,933.89870998566653]
[null,35,800,990.10989010989022]
[null,35,900,1047.7066411849021]
[null,35,1000,1106.7128523650263]
[null,40,250.4,669.08743430482571]
[null,40,275,689.7515527950311]
[null,40,300,707.52508361204013]
[null,40,350,738.96321070234114]
[null,40,400,767.91686574295272]
[null,40,450,795.79550883898708]
[null,40,500,823.22025800286667]
[null,40,600,877.90253225035838]
[null,40,700,933.18203535594841]
[null,40,800,989.56043956043959]
[null,40,900,1047.276636407071]
[null,40,1000,1106.3545150501673]
[null,45,257.39999999999998,668.3946488294315]
[null,45,275,684.25704730052564]
[null,45,300,703.34448160535112]
[null,45,350,736.14429049211662]
[null,45,400,765.79073100812229]
[null,45,450,794.12326803631152]
[null,45,500,821.88246536072631]
[null,45,600,876.94696607740093]
[null,45,700,932.4653607262303]
[null,45,800,989.01098901098908]
[null,45,900,1046.8466316292404]
[null,45,1000,1106.0200668896321]
[null,50,263.89999999999998,667.51075011944579]
[null,50,275,678.33253702818922]
[null,50,300,698.92498805542277]
[null,50,350,733.22981366459635]
[null,50,400,763.66459627329186]
[null,50,450,792.45102723363584]
[null,50,500,820.52078356426182]
[null,50,600,875.96751075011946]
[null,50,700,931.74868609651219]
[null,50,800,988.46153846153845]
[null,50,900,1046.3927376970855]
[null,50,1000,1105.6617295747731]
[null,60,275.60000000000002,665.21739130434776]
[null,60,300,689.32154801720026]
[null,60,350,727.16196846631635]
[null,60,400,759.24510272336352]
[null,60,450,789.03487816531299]
[null,60,500,817.74964166268512]
[null,60,600,874.03248924988054]
[null,60,700,930.31533683707607]
[null,60,800,987.36263736263743]
[null,60,900,1045.5327281414238]
[null,60,1000,1104.9689440993789]
[null,70,285.8,662.35069278547542]
[null,70,300,678.42809364548498]
[null,70,350,720.71189679885333]
[null,70,400,754.7061634018155]
[null,70,450,785.54706163401818]
[null,70,500,814.95461060678451]
[null,70,600,872.09746774964162]
[null,70,700,928.85809842331582]
[null,70,800,986.23984710941227]
[null,70,900,1044.6727185857621]
[null,70,1000,1104.2761586239847]
[null,80,295,659.03010033444809]
[null,80,300,665.67128523650263]
[null,80,350,713.83182035355946]
[null,80,400,749.97611084567609]
[null,80,450,781.96368848542772]
[null,80,500,812.11180124223608]
[null,80,600,870.13855709507891]
[null,80,700,927.4247491638796]
[null,80,800,985.14094601051124]
[null,80,900,1043.7888198757764]
[null,80,1000,1103.5833731485907]
[null,90,303.3,655.25561395126613]
[null,90,350,706.47396082178693]
[null,90,400,745.05494505494516]
[null,90,450,778.30864787386531]
[null,90,500,809.22121356903972]
[null,90,600,868.15575728619206]
[null,90,700,925.96751075011946]
[null,90,800,984.01815575728631]
[null,90,900,1042.9288103201147]
[null,90,1000,1102.8905876731963]
[null,100,311,651.09890109890114]
[null,100,350,698.51887243191595]
[null,100,400,739.94266602962261]
[null,100,450,774.55805064500726]
[null,100,500,806.28284758719542]
[null,100,600,866.17295747730532]
[null,100,700,924.51027233635932]
[null,100,800,982.91925465838506]
[null,100,900,1042.044911610129]
[null,100,1000,1102.1978021978023]
[null,125,327.8,638.86765408504539]
[null,125,350,675.25083612040135]
[null,125,400,726.23029144768282]
[null,125,450,764.78738652651703]
[null,125,500,798.75776397515529]
[null,125,600,861.1084567606307]
[null,125,700,920.831342570473]
[null,125,800,980.12422360248456]
[null,125,900,1039.8709985666508]
[null,125,1000,1100.4538939321549]
[null,150,342.6,623.67415193502143]
[null,150,375,682.96703296703299]
[null,150,400,710.86956521739125]
[null,150,450,754.39560439560444]
[null,150,500,790.92212135690397]
[null,150,600,855.97228858098424]
[null,150,700,917.12852365026276]
[null,150,800,977.32919254658384]
[null,150,900,1037.6731963688485]
[null,150,1000,1098.7099856665075]
[null,175,354.7,604.22838031533684]
[null,175,375,657.50119445771622]
[null,175,400,693.35881509794558]
[null,175,450,743.28714763497373]
[null,175,500,782.77591973244148]
[null,175,600,850.76445293836605]
[null,175,700,913.40181557572862]
[null,175,800,974.51027233635932]
[null,175,900,1035.4753941710464]
[null,175,1000,1096.9899665551839]
[null,200,365.8,576.27806975633064]
[null,200,375,621.73913043478262]
[null,200,400,672.93358815097952]
[null,200,450,731.41423793597698]
[null,200,500,774.29526994744378]
[null,200,600,845.43717152412808]
[null,200,700,909.65121834687056]
[null,200,800,971.6913521261348]
[null,200,900,1033.301481127568]
[null,200,1000,1095.2460582895364]
[null,250,375,441.80602006688969]
[null,250,400,616.00573339703772]
[null,250,450,704.8733874820831]
[null,250,500,756.30673674151933]
[null,250,600,834.56760630673671]
[null,250,700,902.05446727185858]
[null,250,800,966.02962255136174]
[null,250,900,1028.9297658862877]
[null,250,1000,1091.7821309125657]
[null,300,375,428.04586717630195]
[null,300,400,514.28571428571433]
[null,300,450,673.91304347826087]
[null,300,500,736.90874343048256]
[null,300,600,823.38748208313427]
[null,300,700,894.38604873387487]
[null,300,800,960.34400382226465]
[null,300,900,1024.5580506450071]
[null,300,1000,1088.3420926899189]
[null,400,375,416.29240324892498]
[null,400,400,461.39512661251797]
[null,400,450,600.04777830864793]
[null,400,500,694.33827042522694]
[null,400,600,800.38222646918302]
[null,400,700,878.90587673196364]
[null,400,800,949.02054467271853]
[null,400,900,1015.886287625418]
[null,400,1000,1081.5336837075968]

{"sheet":"Doymuş-Buhar Fazı","index":3,"n_rows":1005,"n_cols":16,"rows_kept":1005,"cut":false,"hidden":true,"merged":[]}
[]
[null,"Buhar Fazı Data"]
[]
[]
[null,"Sıcaklık (C)","Basınç (bar)","Enthalpi (kJ/kg)","Faz"]
[null,45.805999999999997,0.1,2583.9,"vapor",null,null,null,null,null,null,null,null,null,0.1,45.805999999999997]
[null,60.058,0.2,2608.9,"vapor",null,null,null,null,null,null,null,null,null,0.2,60.058]
[null,69.094999999999999,0.3,2624.5,"vapor",null,null,null,null,null,null,null,null,null,0.3,69.094999999999999]
[null,75.856999999999999,0.4,2636.1,"vapor",null,"Basınç",{"$f":"#REF!","v":{"$error":"#REF!"}},null,"Sıcaklık",null,null,null,null,0.4,75.856999999999999]
[null,81.316999999999993,0.5,2645.2,"vapor",null,"Entalpi",{"$f":"K15","v":{"$error":"#REF!"}},null,{"$f":"K17","v":{"$error":"#REF!"}},null,null,null,null,0.5,81.316999999999993]
[null,85.926000000000002,0.6,2652.9,"vapor",null,null,null,null,null,null,null,null,null,0.6,85.926000000000002]
[null,89.932000000000002,0.7,2659.4,"vapor",null,"X1","X2","X Fark","X1 'den  X 'e","İnterpolasyon",null,null,null,0.7,89.932000000000002]
[null,93.486000000000004,0.8,2665.2,"vapor",null,{"$f":"VLOOKUP(H9,$C$6:$D$1005,1)","v":{"$error":"#REF!"}},{"$f":"INDEX($C$6:$D$1005,MATCH(G13,$C$6:$C$1005,0)+1,1)","v":{"$error":"#REF!"}},{"$f":"H13-G13","v":{"$error":"#REF!"}},{"$f":"H9-G13","v":{"$error":"#REF!"}},{"$f":"J13/I13+G13","v":{"$error":"#REF!"}},null,null,null,0.8,93.486000000000004]
[null,96.686999999999998,0.9,2670.3,"vapor",null,"Y1","Y2","Y Fark",null,null,null,null,null,0.9,96.686999999999998]
[null,99.605999999999995,1,2674.9,"vapor",null,{"$f":"VLOOKUP(G13,$C$6:$D$1005,2)","v":{"$error":"#REF!"}},{"$f":"VLOOKUP(H13,$C$6:$D$1005,2)","v":{"$error":"#REF!"}},{"$f":"H15-G15","v":{"$error":"#REF!"}},null,{"$f":"J13/I13*I15+G15","v":{"$error":"#REF!"}},null,null,null,1,99.605999999999995]
[null,102.29,1.1000000000000001,2679.2,"vapor",null,"Z1","Z2","Z Fark",null,null,null,null,null,1.1000000000000001,102.29]
[null,104.78,1.2,2683.1,"vapor",null,{"$f":"VLOOKUP(G13,$O$6:$P$1005,2)","v":{"$error":"#REF!"}},{"$f":"VLOOKUP(H13,$O$6:$P$1005,2)","v":{"$error":"#REF!"}},{"$f":"H17-G17","v":{"$error":"#REF!"}},null,{"$f":"J13/I13*I17+G17","v":{"$error":"#REF!"}},null,null,null,1.2,104.78]
[null,107.11,1.3,2686.6,"vapor",null,null,null,null,null,null,null,null,null,1.3,107.11]
[null,109.29,1.4,2690,"vapor",null,null,null,null,null,null,null,null,null,1.4,109.29]
[null,111.35,1.5,2693.1,"vapor",null,null,null,null,null,null,null,null,null,1.5,111.35]
[null,113.3,1.6,2696,"vapor",null,null,null,null,null,null,null,null,null,1.6,113.3]
[null,115.15,1.7,2698.8,"vapor",null,null,null,null,null,null,null,null,null,1.7,115.15]
[null,116.91,1.8,2701.4,"vapor",null,null,null,null,null,null,null,null,null,1.8,116.91]
[null,118.6,1.9,2703.9,"vapor",null,null,null,null,null,null,null,null,null,1.9,118.6]
[null,120.21,2,2706.2,"vapor",null,null,null,null,null,null,null,null,null,2,120.21]
[null,121.76,2.1,2708.5,"vapor",null,null,null,null,null,null,null,null,null,2.1,121.76]
[null,123.25,2.2000000000000002,2710.6,"vapor",null,null,null,null,null,null,null,null,null,2.2000000000000002,123.25]
[null,124.69,2.2999999999999998,2712.7,"vapor",null,null,null,null,null,null,null,null,null,2.2999999999999998,124.69]
[null,126.07,2.4,2714.6,"vapor",null,null,null,null,null,null,null,null,null,2.4,126.07]
[null,127.41,2.5,2716.5,"vapor",null,null,null,null,null,null,null,null,null,2.5,127.41]
[null,128.71,2.6,2718.3,"vapor",null,null,null,null,null,null,null,null,null,2.6,128.71]
[null,129.97,2.7,2720,"vapor",null,null,null,null,null,null,null,null,null,2.7,129.97]
[null,131.19,2.8,2721.7,"vapor",null,null,null,null,null,null,null,null,null,2.8,131.19]
[null,132.37,2.9,2723.3,"vapor",null,null,null,null,null,null,null,null,null,2.9,132.37]
[null,133.52000000000001,3,2724.9,"vapor",null,null,null,null,null,null,null,null,null,3,133.52000000000001]
[null,134.63999999999999,3.1,2726.4,"vapor",null,null,null,null,null,null,null,null,null,3.1,134.63999999999999]
[null,135.74,3.2,2727.8,"vapor",null,null,null,null,null,null,null,null,null,3.2,135.74]
[null,136.80000000000001,3.3,2729.3,"vapor",null,null,null,null,null,null,null,null,null,3.3,136.80000000000001]
[null,137.84,3.4,2730.6,"vapor",null,null,null,null,null,null,null,null,null,3.4,137.84]
[null,138.86000000000001,3.5,2732,"vapor",null,null,null,null,null,null,null,null,null,3.5,138.86000000000001]
[null,139.85,3.6,2733.2,"vapor",null,null,null,null,null,null,null,null,null,3.6,139.85]
[null,140.82,3.7,2734.5,"vapor",null,null,null,null,null,null,null,null,null,3.7,140.82]
[null,141.77000000000001,3.8,2735.7,"vapor",null,null,null,null,null,null,null,null,null,3.8,141.77000000000001]
[null,142.69999999999999,3.9,2736.9,"vapor",null,null,null,null,null,null,null,null,null,3.9,142.69999999999999]
[null,143.61000000000001,4,2738.1,"vapor",null,null,null,null,null,null,null,null,null,4,143.61000000000001]
[null,144.5,4.0999999999999996,2739.2,"vapor",null,null,null,null,null,null,null,null,null,4.0999999999999996,144.5]
[null,145.38,4.2,2740.3,"vapor",null,null,null,null,null,null,null,null,null,4.2,145.38]
[null,146.22999999999999,4.3,2741.3,"vapor",null,null,null,null,null,null,null,null,null,4.3,146.22999999999999]
[null,147.08000000000001,4.4000000000000004,2742.4,"vapor",null,null,null,null,null,null,null,null,null,4.4000000000000004,147.08000000000001]
[null,147.9,4.5,2743.4,"vapor",null,null,null,null,null,null,null,null,null,4.5,147.9]
[null,148.72,4.5999999999999996,2744.4,"vapor",null,null,null,null,null,null,null,null,null,4.5999999999999996,148.72]
[null,149.51,4.7,2745.3,"vapor",null,null,null,null,null,null,null,null,null,4.7,149.51]
[null,150.30000000000001,4.8,2746.3,"vapor",null,null,null,null,null,null,null,null,null,4.8,150.30000000000001]
[null,151.07,4.9000000000000004,2747.2,"vapor",null,null,null,null,null,null,null,null,null,4.9000000000000004,151.07]
[null,151.83000000000001,5,2748.1,"vapor",null,null,null,null,null,null,null,null,null,5,151.83000000000001]
[null,152.58000000000001,5.0999999999999996,2749,"vapor",null,null,null,null,null,null,null,null,null,5.0999999999999996,152.58000000000001]
[null,153.31,5.2,2749.9,"vapor",null,null,null,null,null,null,null,null,null,5.2,153.31]
[null,154.04,5.3,2750.7,"vapor",null,null,null,null,null,null,null,null,null,5.3,154.04]
[null,154.75,5.4,2751.5,"vapor",null,null,null,null,null,null,null,null,null,5.4,154.75]
[null,155.46,5.5,2752.3,"vapor",null,null,null,null,null,null,null,null,null,5.5,155.46]
[null,156.15,5.6,2753.1,"vapor",null,null,null,null,null,null,null,null,null,5.6,156.15]
[null,156.83000000000001,5.7,2753.9,"vapor",null,null,null,null,null,null,null,null,null,5.7,156.83000000000001]
[null,157.51,5.8,2754.7,"vapor",null,null,null,null,null,null,null,null,null,5.8,157.51]
[null,158.16999999999999,5.9,2755.4,"vapor",null,null,null,null,null,null,null,null,null,5.9,158.16999999999999]
[null,158.83000000000001,6,2756.1,"vapor",null,null,null,null,null,null,null,null,null,6,158.83000000000001]
[null,159.47,6.1,2756.9,"vapor",null,null,null,null,null,null,null,null,null,6.1,159.47]
[null,160.11000000000001,6.2,2757.6,"vapor",null,null,null,null,null,null,null,null,null,6.2,160.11000000000001]
[null,160.74,6.3,2758.3,"vapor",null,null,null,null,null,null,null,null,null,6.3,160.74]
[null,161.37,6.4,2758.9,"vapor",null,null,null,null,null,null,null,null,null,6.4,161.37]
[null,161.97999999999999,6.5,2759.6,"vapor",null,null,null,null,null,null,null,null,null,6.5,161.97999999999999]
[null,162.59,6.6,2760.3,"vapor",null,null,null,null,null,null,null,null,null,6.6,162.59]
[null,163.19,6.7,2760.9,"vapor",null,null,null,null,null,null,null,null,null,6.7,163.19]
[null,163.78,6.8,2761.5,"vapor",null,null,null,null,null,null,null,null,null,6.8,163.78]
[null,164.37,6.9,2762.1,"vapor",null,null,null,null,null,null,null,null,null,6.9,164.37]
[null,164.95,7,2762.8,"vapor",null,null,null,null,null,null,null,null,null,7,164.95]
[null,165.52,7.1,2763.4,"vapor",null,null,null,null,null,null,null,null,null,7.1,165.52]
[null,166.09,7.2,2763.9,"vapor",null,null,null,null,null,null,null,null,null,7.2,166.09]
[null,166.65,7.3,2764.5,"vapor",null,null,null,null,null,null,null,null,null,7.3,166.65]
[null,167.2,7.4,2765.1,"vapor",null,null,null,null,null,null,null,null,null,7.4,167.2]
[null,167.75,7.5,2765.6,"vapor",null,null,null,null,null,null,null,null,null,7.5,167.75]
[null,168.29,7.6,2766.2,"vapor",null,null,null,null,null,null,null,null,null,7.6,168.29]
[null,168.83,7.7,2766.7,"vapor",null,null,null,null,null,null,null,null,null,7.7,168.83]
[null,169.36,7.8,2767.3,"vapor",null,null,null,null,null,null,null,null,null,7.8,169.36]
[null,169.89,7.9,2767.8,"vapor",null,null,null,null,null,null,null,null,null,7.9,169.89]
[null,170.41,8,2768.3,"vapor",null,null,null,null,null,null,null,null,null,8,170.41]
[null,170.92,8.1,2768.8,"vapor",null,null,null,null,null,null,null,null,null,8.1,170.92]
[null,171.43,8.1999999999999993,2769.3,"vapor",null,null,null,null,null,null,null,null,null,8.1999999999999993,171.43]
[null,171.94,8.3000000000000007,2769.8,"vapor",null,null,null,null,null,null,null,null,null,8.3000000000000007,171.94]
[null,172.44,8.4,2770.3,"vapor",null,null,null,null,null,null,null,null,null,8.4,172.44]
[null,172.94,8.5,2770.8,"vapor",null,null,null,null,null,null,null,null,null,8.5,172.94]
[null,173.43,8.6,2771.2,"vapor",null,null,null,null,null,null,null,null,null,8.6,173.43]
[null,173.91,8.6999999999999993,2771.7,"vapor",null,null,null,null,null,null,null,null,null,8.6999999999999993,173.91]
[null,174.4,8.8000000000000007,2772.1,"vapor",null,null,null,null,null,null,null,null,null,8.8000000000000007,174.4]
[null,174.88,8.9,2772.6,"vapor",null,null,null,null,null,null,null,null,null,8.9,174.88]
[null,175.35,9,2773,"vapor",null,null,null,null,null,null,null,null,null,9,175.35]
[null,175.82,9.1,2773.5,"vapor",null,null,null,null,null,null,null,null,null,9.1,175.82]
[null,176.29,9.1999999999999993,2773.9,"vapor",null,null,null,null,null,null,null,null,null,9.1999999999999993,176.29]
[null,176.75,9.3000000000000007,2774.3,"vapor",null,null,null,null,null,null,null,null,null,9.3000000000000007,176.75]
[null,177.21,9.4,2774.7,"vapor",null,null,null,null,null,null,null,null,null,9.4,177.21]
[null,177.66,9.5,2775.1,"vapor",null,null,null,null,null,null,null,null,null,9.5,177.66]
[null,178.11,9.6,2775.5,"vapor",null,null,null,null,null,null,null,null,null,9.6,178.11]
[null,178.56,9.6999999999999993,2775.9,"vapor",null,null,null,null,null,null,null,null,null,9.6999999999999993,178.56]
[null,179,9.8000000000000007,2776.3,"vapor",null,null,null,null,null,null,null,null,null,9.8000000000000007,179]
[null,179.44,9.9,2776.7,"vapor",null,null,null,null,null,null,null,null,null,9.9,179.44]
[null,179.88,10,2777.1,"vapor",null,null,null,null,null,null,null,null,null,10,179.88]
[null,180.31,10.1,2777.5,"vapor",null,null,null,null,null,null,null,null,null,10.1,180.31]
[null,180.74,10.199999999999999,2777.9,"vapor",null,null,null,null,null,null,null,null,null,10.199999999999999,180.74]
[null,181.17,10.3,2778.2,"vapor",null,null,null,null,null,null,null,null,null,10.3,181.17]
[null,181.59,10.4,2778.6,"vapor",null,null,null,null,null,null,null,null,null,10.4,181.59]
[null,182.01,10.5,2778.9,"vapor",null,null,null,null,null,null,null,null,null,10.5,182.01]
[null,182.43,10.6,2779.3,"vapor",null,null,null,null,null,null,null,null,null,10.6,182.43]
[null,182.84,10.7,2779.6,"vapor",null,null,null,null,null,null,null,null,null,10.7,182.84]
[null,183.25,10.8,2780,"vapor",null,null,null,null,null,null,null,null,null,10.8,183.25]
[null,183.66,10.9,2780.3,"vapor",null,null,null,null,null,null,null,null,null,10.9,183.66]
[null,184.06,11,2780.6,"vapor",null,null,null,null,null,null,null,null,null,11,184.06]
[null,184.46,11.1,2781,"vapor",null,null,null,null,null,null,null,null,null,11.1,184.46]
[null,184.86,11.2,2781.3,"vapor",null,null,null,null,null,null,null,null,null,11.2,184.86]
[null,185.26,11.3,2781.6,"vapor",null,null,null,null,null,null,null,null,null,11.3,185.26]
[null,185.65,11.4,2781.9,"vapor",null,null,null,null,null,null,null,null,null,11.4,185.65]
[null,186.04,11.5,2782.2,"vapor",null,null,null,null,null,null,null,null,null,11.5,186.04]
[null,186.43,11.6,2782.6,"vapor",null,null,null,null,null,null,null,null,null,11.6,186.43]
[null,186.82,11.7,2782.9,"vapor",null,null,null,null,null,null,null,null,null,11.7,186.82]
[null,187.2,11.8,2783.2,"vapor",null,null,null,null,null,null,null,null,null,11.8,187.2]
[null,187.58,11.9,2783.5,"vapor",null,null,null,null,null,null,null,null,null,11.9,187.58]
[null,187.96,12,2783.7,"vapor",null,null,null,null,null,null,null,null,null,12,187.96]
[null,188.33,12.1,2784,"vapor",null,null,null,null,null,null,null,null,null,12.1,188.33]
[null,188.7,12.2,2784.3,"vapor",null,null,null,null,null,null,null,null,null,12.2,188.7]
[null,189.08,12.3,2784.6,"vapor",null,null,null,null,null,null,null,null,null,12.3,189.08]
[null,189.44,12.4,2784.9,"vapor",null,null,null,null,null,null,null,null,null,12.4,189.44]
[null,189.81,12.5,2785.1,"vapor",null,null,null,null,null,null,null,null,null,12.5,189.81]
[null,190.17,12.6,2785.4,"vapor",null,null,null,null,null,null,null,null,null,12.6,190.17]
[null,190.53,12.7,2785.7,"vapor",null,null,null,null,null,null,null,null,null,12.7,190.53]
[null,190.89,12.8,2785.9,"vapor",null,null,null,null,null,null,null,null,null,12.8,190.89]
[null,191.25,12.9,2786.2,"vapor",null,null,null,null,null,null,null,null,null,12.9,191.25]
[null,191.6,13,2786.5,"vapor",null,null,null,null,null,null,null,null,null,13,191.6]
[null,191.96,13.1,2786.7,"vapor",null,null,null,null,null,null,null,null,null,13.1,191.96]
[null,192.31,13.2,2787,"vapor",null,null,null,null,null,null,null,null,null,13.2,192.31]
[null,192.66,13.3,2787.2,"vapor",null,null,null,null,null,null,null,null,null,13.3,192.66]
[null,193,13.4,2787.4,"vapor",null,null,null,null,null,null,null,null,null,13.4,193]
[null,193.35,13.5,2787.7,"vapor",null,null,null,null,null,null,null,null,null,13.5,193.35]
[null,193.69,13.6,2787.9,"vapor",null,null,null,null,null,null,null,null,null,13.6,193.69]
[null,194.03,13.7,2788.2,"vapor",null,null,null,null,null,null,null,null,null,13.7,194.03]
[null,194.37,13.8,2788.4,"vapor",null,null,null,null,null,null,null,null,null,13.8,194.37]
[null,194.7,13.9,2788.6,"vapor",null,null,null,null,null,null,null,null,null,13.9,194.7]
[null,195.04,14,2788.8,"vapor",null,null,null,null,null,null,null,null,null,14,195.04]
[null,195.37,14.1,2789.1,"vapor",null,null,null,null,null,null,null,null,null,14.1,195.37]
[null,195.7,14.2,2789.3,"vapor",null,null,null,null,null,null,null,null,null,14.2,195.7]
[null,196.03,14.3,2789.5,"vapor",null,null,null,null,null,null,null,null,null,14.3,196.03]
[null,196.36,14.4,2789.7,"vapor",null,null,null,null,null,null,null,null,null,14.4,196.36]
[null,196.69,14.5,2789.9,"vapor",null,null,null,null,null,null,null,null,null,14.5,196.69]
[null,197.01,14.6,2790.1,"vapor",null,null,null,null,null,null,null,null,null,14.6,197.01]
[null,197.33,14.7,2790.4,"vapor",null,null,null,null,null,null,null,null,null,14.7,197.33]
[null,197.65,14.8,2790.6,"vapor",null,null,null,null,null,null,null,null,null,14.8,197.65]
[null,197.97,14.9,2790.8,"vapor",null,null,null,null,null,null,null,null,null,14.9,197.97]
[null,198.29,15,2791,"vapor",null,null,null,null,null,null,null,null,null,15,198.29]
[null,198.6,15.1,2791.2,"vapor",null,null,null,null,null,null,null,null,null,15.1,198.6]
[null,198.92,15.2,2791.3,"vapor",null,null,null,null,null,null,null,null,null,15.2,198.92]
[null,199.23,15.3,2791.5,"vapor",null,null,null,null,null,null,null,null,null,15.3,199.23]
[null,199.54,15.4,2791.7,"vapor",null,null,null,null,null,null,null,null,null,15.4,199.54]
[null,199.85,15.5,2791.9,"vapor",null,null,null,null,null,null,null,null,null,15.5,199.85]
[null,200.16,15.6,2792.1,"vapor",null,null,null,null,null,null,null,null,null,15.6,200.16]
[null,200.46,15.7,2792.3,"vapor",null,null,null,null,null,null,null,null,null,15.7,200.46]
[null,200.77,15.8,2792.5,"vapor",null,null,null,null,null,null,null,null,null,15.8,200.77]
[null,201.07,15.9,2792.6,"vapor",null,null,null,null,null,null,null,null,null,15.9,201.07]
[null,201.37,16,2792.8,"vapor",null,null,null,null,null,null,null,null,null,16,201.37]
[null,201.67,16.100000000000001,2793,"vapor",null,null,null,null,null,null,null,null,null,16.100000000000001,201.67]
[null,201.97,16.2,2793.2,"vapor",null,null,null,null,null,null,null,null,null,16.2,201.97]
[null,202.27,16.3,2793.3,"vapor",null,null,null,null,null,null,null,null,null,16.3,202.27]
[null,202.56,16.399999999999999,2793.5,"vapor",null,null,null,null,null,null,null,null,null,16.399999999999999,202.56]
[null,202.86,16.5,2793.7,"vapor",null,null,null,null,null,null,null,null,null,16.5,202.86]
[null,203.15,16.600000000000001,2793.8,"vapor",null,null,null,null,null,null,null,null,null,16.600000000000001,203.15]
[null,203.44,16.7,2794,"vapor",null,null,null,null,null,null,null,null,null,16.7,203.44]
[null,203.73,16.8,2794.1,"vapor",null,null,null,null,null,null,null,null,null,16.8,203.73]
[null,204.02,16.899999999999999,2794.3,"vapor",null,null,null,null,null,null,null,null,null,16.899999999999999,204.02]
[null,204.31,17,2794.5,"vapor",null,null,null,null,null,null,null,null,null,17,204.31]
[null,204.59,17.100000000000001,2794.6,"vapor",null,null,null,null,null,null,null,null,null,17.100000000000001,204.59]
[null,204.88,17.2,2794.8,"vapor",null,null,null,null,null,null,null,null,null,17.2,204.88]
[null,205.16,17.3,2794.9,"vapor",null,null,null,null,null,null,null,null,null,17.3,205.16]
[null,205.44,17.399999999999999,2795.1,"vapor",null,null,null,null,null,null,null,null,null,17.399999999999999,205.44]
[null,205.73,17.5,2795.2,"vapor",null,null,null,null,null,null,null,null,null,17.5,205.73]
[null,206,17.600000000000001,2795.4,"vapor",null,null,null,null,null,null,null,null,null,17.600000000000001,206]
[null,206.28,17.7,2795.5,"vapor",null,null,null,null,null,null,null,null,null,17.7,206.28]
[null,206.56,17.8,2795.6,"vapor",null,null,null,null,null,null,null,null,null,17.8,206.56]
[null,206.84,17.899999999999999,2795.8,"vapor",null,null,null,null,null,null,null,null,null,17.899999999999999,206.84]
[null,207.11,18,2795.9,"vapor",null,null,null,null,null,null,null,null,null,18,207.11]
[null,207.39,18.100000000000001,2796,"vapor",null,null,null,null,null,null,null,null,null,18.100000000000001,207.39]
[null,207.66,18.2,2796.2,"vapor",null,null,null,null,null,null,null,null,null,18.2,207.66]
[null,207.93,18.3,2796.3,"vapor",null,null,null,null,null,null,null,null,null,18.3,207.93]
[null,208.2,18.399999999999999,2796.4,"vapor",null,null,null,null,null,null,null,null,null,18.399999999999999,208.2]
[null,208.47,18.5,2796.6,"vapor",null,null,null,null,null,null,null,null,null,18.5,208.47]
[null,208.74,18.600000000000001,2796.7,"vapor",null,null,null,null,null,null,null,null,null,18.600000000000001,208.74]
[null,209,18.7,2796.8,"vapor",null,null,null,null,null,null,null,null,null,18.7,209]
[null,209.27,18.8,2796.9,"vapor",null,null,null,null,null,null,null,null,null,18.8,209.27]
[null,209.53,18.899999999999999,2797.1,"vapor",null,null,null,null,null,null,null,null,null,18.899999999999999,209.53]
[null,209.8,19,2797.2,"vapor",null,null,null,null,null,null,null,null,null,19,209.8]
[null,210.06,19.100000000000001,2797.3,"vapor",null,null,null,null,null,null,null,null,null,19.100000000000001,210.06]
[null,210.32,19.2,2797.4,"vapor",null,null,null,null,null,null,null,null,null,19.2,210.32]
[null,210.58,19.3,2797.5,"vapor",null,null,null,null,null,null,null,null,null,19.3,210.58]
[null,210.84,19.399999999999999,2797.6,"vapor",null,null,null,null,null,null,null,null,null,19.399999999999999,210.84]
[null,211.1,19.5,2797.8,"vapor",null,null,null,null,null,null,null,null,null,19.5,211.1]
[null,211.36,19.600000000000001,2797.9,"vapor",null,null,null,null,null,null,null,null,null,19.600000000000001,211.36]
[null,211.61,19.7,2798,"vapor",null,null,null,null,null,null,null,null,null,19.7,211.61]
[null,211.87,19.8,2798.1,"vapor",null,null,null,null,null,null,null,null,null,19.8,211.87]
[null,212.12,19.899999999999999,2798.2,"vapor",null,null,null,null,null,null,null,null,null,19.899999999999999,212.12]
[null,212.38,20,2798.3,"vapor",null,null,null,null,null,null,null,null,null,20,212.38]
[null,212.63,20.100000000000001,2798.4,"vapor",null,null,null,null,null,null,null,null,null,20.100000000000001,212.63]
[null,212.88,20.2,2798.5,"vapor",null,null,null,null,null,null,null,null,null,20.2,212.88]
[null,213.13,20.3,2798.6,"vapor",null,null,null,null,null,null,null,null,null,20.3,213.13]
[null,213.38,20.399999999999999,2798.7,"vapor",null,null,null,null,null,null,null,null,null,20.399999999999999,213.38]
[null,213.63,20.5,2798.8,"vapor",null,null,null,null,null,null,null,null,null,20.5,213.63]
[null,213.88,20.6,2798.9,"vapor",null,null,null,null,null,null,null,null,null,20.6,213.88]
[null,214.12,20.7,2799,"vapor",null,null,null,null,null,null,null,null,null,20.7,214.12]
[null,214.37,20.8,2799.1,"vapor",null,null,null,null,null,null,null,null,null,20.8,214.37]
[null,214.61,20.9,2799.2,"vapor",null,null,null,null,null,null,null,null,null,20.9,214.61]
[null,214.86,21,2799.3,"vapor",null,null,null,null,null,null,null,null,null,21,214.86]
[null,215.1,21.1,2799.4,"vapor",null,null,null,null,null,null,null,null,null,21.1,215.1]
[null,215.34,21.2,2799.4,"vapor",null,null,null,null,null,null,null,null,null,21.2,215.34]
[null,215.58,21.3,2799.5,"vapor",null,null,null,null,null,null,null,null,null,21.3,215.58]
[null,215.82,21.4,2799.6,"vapor",null,null,null,null,null,null,null,null,null,21.4,215.82]
[null,216.06,21.5,2799.7,"vapor",null,null,null,null,null,null,null,null,null,21.5,216.06]
[null,216.3,21.6,2799.8,"vapor",null,null,null,null,null,null,null,null,null,21.6,216.3]
[null,216.54,21.7,2799.9,"vapor",null,null,null,null,null,null,null,null,null,21.7,216.54]
[null,216.78,21.8,2799.9,"vapor",null,null,null,null,null,null,null,null,null,21.8,216.78]
[null,217.01,21.9,2800,"vapor",null,null,null,null,null,null,null,null,null,21.9,217.01]
[null,217.25,22,2800.1,"vapor",null,null,null,null,null,null,null,null,null,22,217.25]
[null,217.48,22.1,2800.2,"vapor",null,null,null,null,null,null,null,null,null,22.1,217.48]
[null,217.72,22.2,2800.3,"vapor",null,null,null,null,null,null,null,null,null,22.2,217.72]
[null,217.95,22.3,2800.3,"vapor",null,null,null,null,null,null,null,null,null,22.3,217.95]
[null,218.18,22.4,2800.4,"vapor",null,null,null,null,null,null,null,null,null,22.4,218.18]
[null,218.41,22.5,2800.5,"vapor",null,null,null,null,null,null,null,null,null,22.5,218.41]
[null,218.64,22.6,2800.5,"vapor",null,null,null,null,null,null,null,null,null,22.6,218.64]
[null,218.87,22.7,2800.6,"vapor",null,null,null,null,null,null,null,null,null,22.7,218.87]
[null,219.1,22.8,2800.7,"vapor",null,null,null,null,null,null,null,null,null,22.8,219.1]
[null,219.33,22.9,2800.8,"vapor",null,null,null,null,null,null,null,null,null,22.9,219.33]
[null,219.56,23,2800.8,"vapor",null,null,null,null,null,null,null,null,null,23,219.56]
[null,219.78,23.1,2800.9,"vapor",null,null,null,null,null,null,null,null,null,23.1,219.78]
[null,220.01,23.2,2800.9,"vapor",null,null,null,null,null,null,null,null,null,23.2,220.01]
[null,220.23,23.3,2801,"vapor",null,null,null,null,null,null,null,null,null,23.3,220.23]
[null,220.46,23.4,2801.1,"vapor",null,null,null,null,null,null,null,null,null,23.4,220.46]
[null,220.68,23.5,2801.1,"vapor",null,null,null,null,null,null,null,null,null,23.5,220.68]
[null,220.9,23.6,2801.2,"vapor",null,null,null,null,null,null,null,null,null,23.6,220.9]
[null,221.13,23.7,2801.3,"vapor",null,null,null,null,null,null,null,null,null,23.7,221.13]
[null,221.35,23.8,2801.3,"vapor",null,null,null,null,null,null,null,null,null,23.8,221.35]
[null,221.57,23.9,2801.4,"vapor",null,null,null,null,null,null,null,null,null,23.9,221.57]
[null,221.79,24,2801.4,"vapor",null,null,null,null,null,null,null,null,null,24,221.79]
[null,222.01,24.1,2801.5,"vapor",null,null,null,null,null,null,null,null,null,24.1,222.01]
[null,222.23,24.2,2801.5,"vapor",null,null,null,null,null,null,null,null,null,24.2,222.23]
[null,222.44,24.3,2801.6,"vapor",null,null,null,null,null,null,null,null,null,24.3,222.44]
[null,222.66,24.4,2801.6,"vapor",null,null,null,null,null,null,null,null,null,24.4,222.66]
[null,222.88,24.5,2801.7,"vapor",null,null,null,null,null,null,null,null,null,24.5,222.88]
[null,223.09,24.6,2801.7,"vapor",null,null,null,null,null,null,null,null,null,24.6,223.09]
[null,223.31,24.7,2801.8,"vapor",null,null,null,null,null,null,null,null,null,24.7,223.31]
[null,223.52,24.8,2801.8,"vapor",null,null,null,null,null,null,null,null,null,24.8,223.52]
[null,223.74,24.9,2801.9,"vapor",null,null,null,null,null,null,null,null,null,24.9,223.74]
[null,223.95,25,2801.9,"vapor",null,null,null,null,null,null,null,null,null,25,223.95]
[null,224.16,25.1,2802,"vapor",null,null,null,null,null,null,null,null,null,25.1,224.16]
[null,224.37,25.2,2802,"vapor",null,null,null,null,null,null,null,null,null,25.2,224.37]
[null,224.59,25.3,2802.1,"vapor",null,null,null,null,null,null,null,null,null,25.3,224.59]
[null,224.8,25.4,2802.1,"vapor",null,null,null,null,null,null,null,null,null,25.4,224.8]
[null,225.01,25.5,2802.1,"vapor",null,null,null,null,null,null,null,null,null,25.5,225.01]
[null,225.21,25.6,2802.2,"vapor",null,null,null,null,null,null,null,null,null,25.6,225.21]
[null,225.42,25.7,2802.2,"vapor",null,null,null,null,null,null,null,null,null,25.7,225.42]
[null,225.63,25.8,2802.3,"vapor",null,null,null,null,null,null,null,null,null,25.8,225.63]
[null,225.84,25.9,2802.3,"vapor",null,null,null,null,null,null,null,null,null,25.9,225.84]
[null,226.05,26,2802.3,"vapor",null,null,null,null,null,null,null,null,null,26,226.05]
[null,226.25,26.1,2802.4,"vapor",null,null,null,null,null,null,null,null,null,26.1,226.25]
[null,226.46,26.2,2802.4,"vapor",null,null,null,null,null,null,null,null,null,26.2,226.46]
[null,226.66,26.3,2802.4,"vapor",null,null,null,null,null,null,null,null,null,26.3,226.66]
[null,226.87,26.4,2802.5,"vapor",null,null,null,null,null,null,null,null,null,26.4,226.87]
[null,227.07,26.5,2802.5,"vapor",null,null,null,null,null,null,null,null,null,26.5,227.07]
[null,227.27,26.6,2802.5,"vapor",null,null,null,null,null,null,null,null,null,26.6,227.27]
[null,227.48,26.7,2802.6,"vapor",null,null,null,null,null,null,null,null,null,26.7,227.48]
[null,227.68,26.8,2802.6,"vapor",null,null,null,null,null,null,null,null,null,26.8,227.68]
[null,227.88,26.9,2802.6,"vapor",null,null,null,null,null,null,null,null,null,26.9,227.88]
[null,228.08,27,2802.7,"vapor",null,null,null,null,null,null,null,null,null,27,228.08]
[null,228.28,27.1,2802.7,"vapor",null,null,null,null,null,null,null,null,null,27.1,228.28]
[null,228.48,27.2,2802.7,"vapor",null,null,null,null,null,null,null,null,null,27.2,228.48]
[null,228.68,27.3,2802.7,"vapor",null,null,null,null,null,null,null,null,null,27.3,228.68]
[null,228.88,27.4,2802.8,"vapor",null,null,null,null,null,null,null,null,null,27.4,228.88]
[null,229.08,27.5,2802.8,"vapor",null,null,null,null,null,null,null,null,null,27.5,229.08]
[null,229.27,27.6,2802.8,"vapor",null,null,null,null,null,null,null,null,null,27.6,229.27]
[null,229.47,27.7,2802.8,"vapor",null,null,null,null,null,null,null,null,null,27.7,229.47]
[null,229.67,27.8,2802.9,"vapor",null,null,null,null,null,null,null,null,null,27.8,229.67]
[null,229.86,27.9,2802.9,"vapor",null,null,null,null,null,null,null,null,null,27.9,229.86]
[null,230.06,28,2802.9,"vapor",null,null,null,null,null,null,null,null,null,28,230.06]
[null,230.25,28.1,2802.9,"vapor",null,null,null,null,null,null,null,null,null,28.1,230.25]
[null,230.45,28.2,2802.9,"vapor",null,null,null,null,null,null,null,null,null,28.2,230.45]
[null,230.64,28.3,2803,"vapor",null,null,null,null,null,null,null,null,null,28.3,230.64]
[null,230.83,28.4,2803,"vapor",null,null,null,null,null,null,null,null,null,28.4,230.83]
[null,231.02,28.5,2803,"vapor",null,null,null,null,null,null,null,null,null,28.5,231.02]
[null,231.22,28.6,2803,"vapor",null,null,null,null,null,null,null,null,null,28.6,231.22]
[null,231.41,28.7,2803,"vapor",null,null,null,null,null,null,null,null,null,28.7,231.41]
[null,231.6,28.8,2803,"vapor",null,null,null,null,null,null,null,null,null,28.8,231.6]
[null,231.79,28.9,2803.1,"vapor",null,null,null,null,null,null,null,null,null,28.9,231.79]
[null,231.98,29,2803.1,"vapor",null,null,null,null,null,null,null,null,null,29,231.98]
[null,232.17,29.1,2803.1,"vapor",null,null,null,null,null,null,null,null,null,29.1,232.17]
[null,232.36,29.2,2803.1,"vapor",null,null,null,null,null,null,null,null,null,29.2,232.36]
[null,232.55,29.3,2803.1,"vapor",null,null,null,null,null,null,null,null,null,29.3,232.55]
[null,232.74,29.4,2803.1,"vapor",null,null,null,null,null,null,null,null,null,29.4,232.74]
[null,232.92,29.5,2803.1,"vapor",null,null,null,null,null,null,null,null,null,29.5,232.92]
[null,233.11,29.6,2803.1,"vapor",null,null,null,null,null,null,null,null,null,29.6,233.11]
[null,233.3,29.7,2803.1,"vapor",null,null,null,null,null,null,null,null,null,29.7,233.3]
[null,233.48,29.8,2803.1,"vapor",null,null,null,null,null,null,null,null,null,29.8,233.48]
[null,233.67,29.9,2803.1,"vapor",null,null,null,null,null,null,null,null,null,29.9,233.67]
[null,233.85,30,2803.2,"vapor",null,null,null,null,null,null,null,null,null,30,233.85]
[null,234.04,30.1,2803.2,"vapor",null,null,null,null,null,null,null,null,null,30.1,234.04]
[null,234.22,30.2,2803.2,"vapor",null,null,null,null,null,null,null,null,null,30.2,234.22]
[null,234.41,30.3,2803.2,"vapor",null,null,null,null,null,null,null,null,null,30.3,234.41]
[null,234.59,30.4,2803.2,"vapor",null,null,null,null,null,null,null,null,null,30.4,234.59]
[null,234.77,30.5,2803.2,"vapor",null,null,null,null,null,null,null,null,null,30.5,234.77]
[null,234.95,30.6,2803.2,"vapor",null,null,null,null,null,null,null,null,null,30.6,234.95]
[null,235.14,30.7,2803.2,"vapor",null,null,null,null,null,null,null,null,null,30.7,235.14]
[null,235.32,30.8,2803.2,"vapor",null,null,null,null,null,null,null,null,null,30.8,235.32]
[null,235.5,30.9,2803.2,"vapor",null,null,null,null,null,null,null,null,null,30.9,235.5]
[null,235.68,31,2803.2,"vapor",null,null,null,null,null,null,null,null,null,31,235.68]
[null,235.86,31.1,2803.2,"vapor",null,null,null,null,null,null,null,null,null,31.1,235.86]
[null,236.04,31.2,2803.2,"vapor",null,null,null,null,null,null,null,null,null,31.2,236.04]
[null,236.22,31.3,2803.2,"vapor",null,null,null,null,null,null,null,null,null,31.3,236.22]
[null,236.4,31.4,2803.2,"vapor",null,null,null,null,null,null,null,null,null,31.4,236.4]
[null,236.57,31.5,2803.2,"vapor",null,null,null,null,null,null,null,null,null,31.5,236.57]
[null,236.75,31.6,2803.2,"vapor",null,null,null,null,null,null,null,null,null,31.6,236.75]
[null,236.93,31.7,2803.1,"vapor",null,null,null,null,null,null,null,null,null,31.7,236.93]
[null,237.11,31.8,2803.1,"vapor",null,null,null,null,null,null,null,null,null,31.8,237.11]
[null,237.28,31.9,2803.1,"vapor",null,null,null,null,null,null,null,null,null,31.9,237.28]
[null,237.46,32,2803.1,"vapor",null,null,null,null,null,null,null,null,null,32,237.46]
[null,237.64,32.1,2803.1,"vapor",null,null,null,null,null,null,null,null,null,32.1,237.64]
[null,237.81,32.200000000000003,2803.1,"vapor",null,null,null,null,null,null,null,null,null,32.200000000000003,237.81]
[null,237.99,32.299999999999997,2803.1,"vapor",null,null,null,null,null,null,null,null,null,32.299999999999997,237.99]
[null,238.16,32.4,2803.1,"vapor",null,null,null,null,null,null,null,null,null,32.4,238.16]
[null,238.33,32.5,2803.1,"vapor",null,null,null,null,null,null,null,null,null,32.5,238.33]
[null,238.51,32.6,2803.1,"vapor",null,null,null,null,null,null,null,null,null,32.6,238.51]
[null,238.68,32.700000000000003,2803.1,"vapor",null,null,null,null,null,null,null,null,null,32.700000000000003,238.68]
[null,238.85,32.799999999999997,2803.1,"vapor",null,null,null,null,null,null,null,null,null,32.799999999999997,238.85]
[null,239.03,32.9,2803,"vapor",null,null,null,null,null,null,null,null,null,32.9,239.03]
[null,239.2,33,2803,"vapor",null,null,null,null,null,null,null,null,null,33,239.2]
[null,239.37,33.1,2803,"vapor",null,null,null,null,null,null,null,null,null,33.1,239.37]
[null,239.54,33.200000000000003,2803,"vapor",null,null,null,null,null,null,null,null,null,33.200000000000003,239.54]
[null,239.71,33.299999999999997,2803,"vapor",null,null,null,null,null,null,null,null,null,33.299999999999997,239.71]
[null,239.88,33.4,2803,"vapor",null,null,null,null,null,null,null,null,null,33.4,239.88]
[null,240.05,33.5,2803,"vapor",null,null,null,null,null,null,null,null,null,33.5,240.05]
[null,240.22,33.6,2802.9,"vapor",null,null,null,null,null,null,null,null,null,33.6,240.22]
[null,240.39,33.700000000000003,2802.9,"vapor",null,null,null,null,null,null,null,null,null,33.700000000000003,240.39]
[null,240.56,33.799999999999997,2802.9,"vapor",null,null,null,null,null,null,null,null,null,33.799999999999997,240.56]
[null,240.73,33.9,2802.9,"vapor",null,null,null,null,null,null,null,null,null,33.9,240.73]
[null,240.9,34,2802.9,"vapor",null,null,null,null,null,null,null,null,null,34,240.9]
[null,241.06,34.1,2802.8,"vapor",null,null,null,null,null,null,null,null,null,34.1,241.06]
[null,241.23,34.200000000000003,2802.8,"vapor",null,null,null,null,null,null,null,null,null,34.200000000000003,241.23]
[null,241.4,34.299999999999997,2802.8,"vapor",null,null,null,null,null,null,null,null,null,34.299999999999997,241.4]
[null,241.57,34.4,2802.8,"vapor",null,null,null,null,null,null,null,null,null,34.4,241.57]
[null,241.73,34.5,2802.8,"vapor",null,null,null,null,null,null,null,null,null,34.5,241.73]
[null,241.9,34.6,2802.7,"vapor",null,null,null,null,null,null,null,null,null,34.6,241.9]
[null,242.06,34.700000000000003,2802.7,"vapor",null,null,null,null,null,null,null,null,null,34.700000000000003,242.06]
[null,242.23,34.799999999999997,2802.7,"vapor",null,null,null,null,null,null,null,null,null,34.799999999999997,242.23]
[null,242.39,34.9,2802.7,"vapor",null,null,null,null,null,null,null,null,null,34.9,242.39]
[null,242.56,35,2802.6,"vapor",null,null,null,null,null,null,null,null,null,35,242.56]
[null,242.72,35.1,2802.6,"vapor",null,null,null,null,null,null,null,null,null,35.1,242.72]
[null,242.89,35.200000000000003,2802.6,"vapor",null,null,null,null,null,null,null,null,null,35.200000000000003,242.89]
[null,243.05,35.299999999999997,2802.6,"vapor",null,null,null,null,null,null,null,null,null,35.299999999999997,243.05]
[null,243.21,35.4,2802.5,"vapor",null,null,null,null,null,null,null,null,null,35.4,243.21]
[null,243.37,35.5,2802.5,"vapor",null,null,null,null,null,null,null,null,null,35.5,243.37]
[null,243.54,35.6,2802.5,"vapor",null,null,null,null,null,null,null,null,null,35.6,243.54]
[null,243.7,35.700000000000003,2802.5,"vapor",null,null,null,null,null,null,null,null,null,35.700000000000003,243.7]
[null,243.86,35.799999999999997,2802.4,"vapor",null,null,null,null,null,null,null,null,null,35.799999999999997,243.86]
[null,244.02,35.9,2802.4,"vapor",null,null,null,null,null,null,null,null,null,35.9,244.02]
[null,244.18,36,2802.4,"vapor",null,null,null,null,null,null,null,null,null,36,244.18]
[null,244.34,36.1,2802.3,"vapor",null,null,null,null,null,null,null,null,null,36.1,244.34]
[null,244.5,36.200000000000003,2802.3,"vapor",null,null,null,null,null,null,null,null,null,36.200000000000003,244.5]
[null,244.66,36.299999999999997,2802.3,"vapor",null,null,null,null,null,null,null,null,null,36.299999999999997,244.66]
[null,244.82,36.4,2802.3,"vapor",null,null,null,null,null,null,null,null,null,36.4,244.82]
[null,244.98,36.5,2802.2,"vapor",null,null,null,null,null,null,null,null,null,36.5,244.98]
[null,245.14,36.6,2802.2,"vapor",null,null,null,null,null,null,null,null,null,36.6,245.14]
[null,245.3,36.700000000000003,2802.2,"vapor",null,null,null,null,null,null,null,null,null,36.700000000000003,245.3]
[null,245.46,36.799999999999997,2802.1,"vapor",null,null,null,null,null,null,null,null,null,36.799999999999997,245.46]
[null,245.61,36.9,2802.1,"vapor",null,null,null,null,null,null,null,null,null,36.9,245.61]
[null,245.77,37,2802.1,"vapor",null,null,null,null,null,null,null,null,null,37,245.77]
[null,245.93,37.1,2802,"vapor",null,null,null,null,null,null,null,null,null,37.1,245.93]
[null,246.09,37.200000000000003,2802,"vapor",null,null,null,null,null,null,null,null,null,37.200000000000003,246.09]
[null,246.24,37.299999999999997,2802,"vapor",null,null,null,null,null,null,null,null,null,37.299999999999997,246.24]
[null,246.4,37.4,2801.9,"vapor",null,null,null,null,null,null,null,null,null,37.4,246.4]
[null,246.56,37.5,2801.9,"vapor",null,null,null,null,null,null,null,null,null,37.5,246.56]
[null,246.71,37.6,2801.8,"vapor",null,null,null,null,null,null,null,null,null,37.6,246.71]
[null,246.87,37.700000000000003,2801.8,"vapor",null,null,null,null,null,null,null,null,null,37.700000000000003,246.87]
[null,247.02,37.799999999999997,2801.8,"vapor",null,null,null,null,null,null,null,null,null,37.799999999999997,247.02]
[null,247.18,37.9,2801.7,"vapor",null,null,null,null,null,null,null,null,null,37.9,247.18]
[null,247.33,38,2801.7,"vapor",null,null,null,null,null,null,null,null,null,38,247.33]
[null,247.48,38.1,2801.6,"vapor",null,null,null,null,null,null,null,null,null,38.1,247.48]
[null,247.64,38.200000000000003,2801.6,"vapor",null,null,null,null,null,null,null,null,null,38.200000000000003,247.64]
[null,247.79,38.299999999999997,2801.6,"vapor",null,null,null,null,null,null,null,null,null,38.299999999999997,247.79]
[null,247.94,38.4,2801.5,"vapor",null,null,null,null,null,null,null,null,null,38.4,247.94]
[null,248.1,38.5,2801.5,"vapor",null,null,null,null,null,null,null,null,null,38.5,248.1]
[null,248.25,38.6,2801.4,"vapor",null,null,null,null,null,null,null,null,null,38.6,248.25]
[null,248.4,38.700000000000003,2801.4,"vapor",null,null,null,null,null,null,null,null,null,38.700000000000003,248.4]
[null,248.55,38.799999999999997,2801.4,"vapor",null,null,null,null,null,null,null,null,null,38.799999999999997,248.55]
[null,248.71,38.9,2801.3,"vapor",null,null,null,null,null,null,null,null,null,38.9,248.71]
[null,248.86,39,2801.3,"vapor",null,null,null,null,null,null,null,null,null,39,248.86]
[null,249.01,39.1,2801.2,"vapor",null,null,null,null,null,null,null,null,null,39.1,249.01]
[null,249.16,39.200000000000003,2801.2,"vapor",null,null,null,null,null,null,null,null,null,39.200000000000003,249.16]
[null,249.31,39.299999999999997,2801.1,"vapor",null,null,null,null,null,null,null,null,null,39.299999999999997,249.31]
[null,249.46,39.4,2801.1,"vapor",null,null,null,null,null,null,null,null,null,39.4,249.46]
[null,249.61,39.5,2801.1,"vapor",null,null,null,null,null,null,null,null,null,39.5,249.61]
[null,249.76,39.6,2801,"vapor",null,null,null,null,null,null,null,null,null,39.6,249.76]
[null,249.91,39.700000000000003,2801,"vapor",null,null,null,null,null,null,null,null,null,39.700000000000003,249.91]
[null,250.06,39.799999999999997,2800.9,"vapor",null,null,null,null,null,null,null,null,null,39.799999999999997,250.06]
[null,250.21,39.9,2800.9,"vapor",null,null,null,null,null,null,null,null,null,39.9,250.21]
[null,250.35,40,2800.8,"vapor",null,null,null,null,null,null,null,null,null,40,250.35]
[null,250.5,40.1,2800.8,"vapor",null,null,null,null,null,null,null,null,null,40.1,250.5]
[null,250.65,40.200000000000003,2800.7,"vapor",null,null,null,null,null,null,null,null,null,40.200000000000003,250.65]
[null,250.8,40.299999999999997,2800.7,"vapor",null,null,null,null,null,null,null,null,null,40.299999999999997,250.8]
[null,250.94,40.4,2800.6,"vapor",null,null,null,null,null,null,null,null,null,40.4,250.94]
[null,251.09,40.5,2800.6,"vapor",null,null,null,null,null,null,null,null,null,40.5,251.09]
[null,251.24,40.6,2800.5,"vapor",null,null,null,null,null,null,null,null,null,40.6,251.24]
[null,251.39,40.700000000000003,2800.5,"vapor",null,null,null,null,null,null,null,null,null,40.700000000000003,251.39]
[null,251.53,40.799999999999997,2800.4,"vapor",null,null,null,null,null,null,null,null,null,40.799999999999997,251.53]
[null,251.68,40.9,2800.4,"vapor",null,null,null,null,null,null,null,null,null,40.9,251.68]
[null,251.82,41,2800.3,"vapor",null,null,null,null,null,null,null,null,null,41,251.82]
[null,251.97,41.1,2800.3,"vapor",null,null,null,null,null,null,null,null,null,41.1,251.97]
[null,252.11,41.2,2800.2,"vapor",null,null,null,null,null,null,null,null,null,41.2,252.11]
[null,252.26,41.3,2800.2,"vapor",null,null,null,null,null,null,null,null,null,41.3,252.26]
[null,252.4,41.4,2800.1,"vapor",null,null,null,null,null,null,null,null,null,41.4,252.4]
[null,252.55,41.5,2800.1,"vapor",null,null,null,null,null,null,null,null,null,41.5,252.55]
[null,252.69,41.6,2800,"vapor",null,null,null,null,null,null,null,null,null,41.6,252.69]
[null,252.83,41.7,2800,"vapor",null,null,null,null,null,null,null,null,null,41.7,252.83]
[null,252.98,41.8,2799.9,"vapor",null,null,null,null,null,null,null,null,null,41.8,252.98]
[null,253.12,41.9,2799.8,"vapor",null,null,null,null,null,null,null,null,null,41.9,253.12]
[null,253.26,42,2799.8,"vapor",null,null,null,null,null,null,null,null,null,42,253.26]
[null,253.41,42.1,2799.7,"vapor",null,null,null,null,null,null,null,null,null,42.1,253.41]
[null,253.55,42.2,2799.7,"vapor",null,null,null,null,null,null,null,null,null,42.2,253.55]
[null,253.69,42.3,2799.6,"vapor",null,null,null,null,null,null,null,null,null,42.3,253.69]
[null,253.83,42.4,2799.6,"vapor",null,null,null,null,null,null,null,null,null,42.4,253.83]
[null,253.98,42.5,2799.5,"vapor",null,null,null,null,null,null,null,null,null,42.5,253.98]
[null,254.12,42.6,2799.4,"vapor",null,null,null,null,null,null,null,null,null,42.6,254.12]
[null,254.26,42.7,2799.4,"vapor",null,null,null,null,null,null,null,null,null,42.7,254.26]
[null,254.4,42.8,2799.3,"vapor",null,null,null,null,null,null,null,null,null,42.8,254.4]
[null,254.54,42.9,2799.3,"vapor",null,null,null,null,null,null,null,null,null,42.9,254.54]
[null,254.68,43,2799.2,"vapor",null,null,null,null,null,null,null,null,null,43,254.68]
[null,254.82,43.1,2799.1,"vapor",null,null,null,null,null,null,null,null,null,43.1,254.82]
[null,254.96,43.2,2799.1,"vapor",null,null,null,null,null,null,null,null,null,43.2,254.96]
[null,255.1,43.3,2799,"vapor",null,null,null,null,null,null,null,null,null,43.3,255.1]
[null,255.24,43.4,2799,"vapor",null,null,null,null,null,null,null,null,null,43.4,255.24]
[null,255.38,43.5,2798.9,"vapor",null,null,null,null,null,null,null,null,null,43.5,255.38]
[null,255.52,43.6,2798.8,"vapor",null,null,null,null,null,null,null,null,null,43.6,255.52]
[null,255.66,43.7,2798.8,"vapor",null,null,null,null,null,null,null,null,null,43.7,255.66]
[null,255.79,43.8,2798.7,"vapor",null,null,null,null,null,null,null,null,null,43.8,255.79]
[null,255.93,43.9,2798.7,"vapor",null,null,null,null,null,null,null,null,null,43.9,255.93]
[null,256.07,44,2798.6,"vapor",null,null,null,null,null,null,null,null,null,44,256.07]
[null,256.20999999999998,44.1,2798.5,"vapor",null,null,null,null,null,null,null,null,null,44.1,256.20999999999998]
[null,256.35000000000002,44.2,2798.5,"vapor",null,null,null,null,null,null,null,null,null,44.2,256.35000000000002]
[null,256.48,44.3,2798.4,"vapor",null,null,null,null,null,null,null,null,null,44.3,256.48]
[null,256.62,44.4,2798.3,"vapor",null,null,null,null,null,null,null,null,null,44.4,256.62]
[null,256.76,44.5,2798.3,"vapor",null,null,null,null,null,null,null,null,null,44.5,256.76]
[null,256.89,44.6,2798.2,"vapor",null,null,null,null,null,null,null,null,null,44.6,256.89]
[null,257.02999999999997,44.7,2798.1,"vapor",null,null,null,null,null,null,null,null,null,44.7,257.02999999999997]
[null,257.17,44.8,2798.1,"vapor",null,null,null,null,null,null,null,null,null,44.8,257.17]
[null,257.3,44.9,2798,"vapor",null,null,null,null,null,null,null,null,null,44.9,257.3]
[null,257.44,45,2797.9,"vapor",null,null,null,null,null,null,null,null,null,45,257.44]
[null,257.57,45.1,2797.9,"vapor",null,null,null,null,null,null,null,null,null,45.1,257.57]
[null,257.70999999999998,45.2,2797.8,"vapor",null,null,null,null,null,null,null,null,null,45.2,257.70999999999998]
[null,257.83999999999997,45.3,2797.7,"vapor",null,null,null,null,null,null,null,null,null,45.3,257.83999999999997]
[null,257.98,45.4,2797.7,"vapor",null,null,null,null,null,null,null,null,null,45.4,257.98]
[null,258.11,45.5,2797.6,"vapor",null,null,null,null,null,null,null,null,null,45.5,258.11]
[null,258.25,45.6,2797.5,"vapor",null,null,null,null,null,null,null,null,null,45.6,258.25]
[null,258.38,45.7,2797.5,"vapor",null,null,null,null,null,null,null,null,null,45.7,258.38]
[null,258.51,45.8,2797.4,"vapor",null,null,null,null,null,null,null,null,null,45.8,258.51]
[null,258.64999999999998,45.9,2797.3,"vapor",null,null,null,null,null,null,null,null,null,45.9,258.64999999999998]
[null,258.77999999999997,46,2797.3,"vapor",null,null,null,null,null,null,null,null,null,46,258.77999999999997]
[null,258.91000000000003,46.1,2797.2,"vapor",null,null,null,null,null,null,null,null,null,46.1,258.91000000000003]
[null,259.05,46.2,2797.1,"vapor",null,null,null,null,null,null,null,null,null,46.2,259.05]
[null,259.18,46.3,2797.1,"vapor",null,null,null,null,null,null,null,null,null,46.3,259.18]
[null,259.31,46.4,2797,"vapor",null,null,null,null,null,null,null,null,null,46.4,259.31]
[null,259.44,46.5,2796.9,"vapor",null,null,null,null,null,null,null,null,null,46.5,259.44]
[null,259.58,46.6,2796.8,"vapor",null,null,null,null,null,null,null,null,null,46.6,259.58]
[null,259.70999999999998,46.7,2796.8,"vapor",null,null,null,null,null,null,null,null,null,46.7,259.70999999999998]
[null,259.83999999999997,46.8,2796.7,"vapor",null,null,null,null,null,null,null,null,null,46.8,259.83999999999997]
[null,259.97000000000003,46.9,2796.6,"vapor",null,null,null,null,null,null,null,null,null,46.9,259.97000000000003]
[null,260.10000000000002,47,2796.5,"vapor",null,null,null,null,null,null,null,null,null,47,260.10000000000002]
[null,260.23,47.1,2796.5,"vapor",null,null,null,null,null,null,null,null,null,47.1,260.23]
[null,260.36,47.2,2796.4,"vapor",null,null,null,null,null,null,null,null,null,47.2,260.36]
[null,260.49,47.3,2796.3,"vapor",null,null,null,null,null,null,null,null,null,47.3,260.49]
[null,260.62,47.4,2796.3,"vapor",null,null,null,null,null,null,null,null,null,47.4,260.62]
[null,260.75,47.5,2796.2,"vapor",null,null,null,null,null,null,null,null,null,47.5,260.75]
[null,260.88,47.6,2796.1,"vapor",null,null,null,null,null,null,null,null,null,47.6,260.88]
[null,261.01,47.7,2796,"vapor",null,null,null,null,null,null,null,null,null,47.7,261.01]
[null,261.14,47.8,2795.9,"vapor",null,null,null,null,null,null,null,null,null,47.8,261.14]
[null,261.27,47.9,2795.9,"vapor",null,null,null,null,null,null,null,null,null,47.9,261.27]
[null,261.39999999999998,48,2795.8,"vapor",null,null,null,null,null,null,null,null,null,48,261.39999999999998]
[null,261.52999999999997,48.1,2795.7,"vapor",null,null,null,null,null,null,null,null,null,48.1,261.52999999999997]
[null,261.66000000000003,48.2,2795.6,"vapor",null,null,null,null,null,null,null,null,null,48.2,261.66000000000003]
[null,261.79000000000002,48.3,2795.6,"vapor",null,null,null,null,null,null,null,null,null,48.3,261.79000000000002]
[null,261.92,48.4,2795.5,"vapor",null,null,null,null,null,null,null,null,null,48.4,261.92]
[null,262.04000000000002,48.5,2795.4,"vapor",null,null,null,null,null,null,null,null,null,48.5,262.04000000000002]
[null,262.17,48.6,2795.3,"vapor",null,null,null,null,null,null,null,null,null,48.6,262.17]
[null,262.3,48.7,2795.3,"vapor",null,null,null,null,null,null,null,null,null,48.7,262.3]
[null,262.43,48.8,2795.2,"vapor",null,null,null,null,null,null,null,null,null,48.8,262.43]
[null,262.55,48.9,2795.1,"vapor",null,null,null,null,null,null,null,null,null,48.9,262.55]
[null,262.68,49,2795,"vapor",null,null,null,null,null,null,null,null,null,49,262.68]
[null,262.81,49.1,2794.9,"vapor",null,null,null,null,null,null,null,null,null,49.1,262.81]
[null,262.93,49.2,2794.9,"vapor",null,null,null,null,null,null,null,null,null,49.2,262.93]
[null,263.06,49.3,2794.8,"vapor",null,null,null,null,null,null,null,null,null,49.3,263.06]
[null,263.19,49.4,2794.7,"vapor",null,null,null,null,null,null,null,null,null,49.4,263.19]
[null,263.31,49.5,2794.6,"vapor",null,null,null,null,null,null,null,null,null,49.5,263.31]
[null,263.44,49.6,2794.5,"vapor",null,null,null,null,null,null,null,null,null,49.6,263.44]
[null,263.56,49.7,2794.5,"vapor",null,null,null,null,null,null,null,null,null,49.7,263.56]
[null,263.69,49.8,2794.4,"vapor",null,null,null,null,null,null,null,null,null,49.8,263.69]
[null,263.82,49.9,2794.3,"vapor",null,null,null,null,null,null,null,null,null,49.9,263.82]
[null,263.94,50,2794.2,"vapor",null,null,null,null,null,null,null,null,null,50,263.94]
[null,264.07,50.1,2794.1,"vapor",null,null,null,null,null,null,null,null,null,50.1,264.07]
[null,264.19,50.2,2794,"vapor",null,null,null,null,null,null,null,null,null,50.2,264.19]
[null,264.31,50.3,2794,"vapor",null,null,null,null,null,null,null,null,null,50.3,264.31]
[null,264.44,50.4,2793.9,"vapor",null,null,null,null,null,null,null,null,null,50.4,264.44]
[null,264.56,50.5,2793.8,"vapor",null,null,null,null,null,null,null,null,null,50.5,264.56]
[null,264.69,50.6,2793.7,"vapor",null,null,null,null,null,null,null,null,null,50.6,264.69]
[null,264.81,50.7,2793.6,"vapor",null,null,null,null,null,null,null,null,null,50.7,264.81]
[null,264.93,50.8,2793.5,"vapor",null,null,null,null,null,null,null,null,null,50.8,264.93]
[null,265.06,50.9,2793.4,"vapor",null,null,null,null,null,null,null,null,null,50.9,265.06]
[null,265.18,51,2793.4,"vapor",null,null,null,null,null,null,null,null,null,51,265.18]
[null,265.3,51.1,2793.3,"vapor",null,null,null,null,null,null,null,null,null,51.1,265.3]
[null,265.43,51.2,2793.2,"vapor",null,null,null,null,null,null,null,null,null,51.2,265.43]
[null,265.55,51.3,2793.1,"vapor",null,null,null,null,null,null,null,null,null,51.3,265.55]
[null,265.67,51.4,2793,"vapor",null,null,null,null,null,null,null,null,null,51.4,265.67]
[null,265.79000000000002,51.5,2792.9,"vapor",null,null,null,null,null,null,null,null,null,51.5,265.79000000000002]
[null,265.92,51.6,2792.8,"vapor",null,null,null,null,null,null,null,null,null,51.6,265.92]
[null,266.04000000000002,51.7,2792.8,"vapor",null,null,null,null,null,null,null,null,null,51.7,266.04000000000002]
[null,266.16000000000003,51.8,2792.7,"vapor",null,null,null,null,null,null,null,null,null,51.8,266.16000000000003]
[null,266.27999999999997,51.9,2792.6,"vapor",null,null,null,null,null,null,null,null,null,51.9,266.27999999999997]
[null,266.39999999999998,52,2792.5,"vapor",null,null,null,null,null,null,null,null,null,52,266.39999999999998]
[null,266.52,52.1,2792.4,"vapor",null,null,null,null,null,null,null,null,null,52.1,266.52]
[null,266.64999999999998,52.2,2792.3,"vapor",null,null,null,null,null,null,null,null,null,52.2,266.64999999999998]
[null,266.77,52.3,2792.2,"vapor",null,null,null,null,null,null,null,null,null,52.3,266.77]
[null,266.89,52.4,2792.1,"vapor",null,null,null,null,null,null,null,null,null,52.4,266.89]
[null,267.01,52.5,2792,"vapor",null,null,null,null,null,null,null,null,null,52.5,267.01]
[null,267.13,52.6,2792,"vapor",null,null,null,null,null,null,null,null,null,52.6,267.13]
[null,267.25,52.7,2791.9,"vapor",null,null,null,null,null,null,null,null,null,52.7,267.25]
[null,267.37,52.8,2791.8,"vapor",null,null,null,null,null,null,null,null,null,52.8,267.37]
[null,267.49,52.9,2791.7,"vapor",null,null,null,null,null,null,null,null,null,52.9,267.49]
[null,267.61,53,2791.6,"vapor",null,null,null,null,null,null,null,null,null,53,267.61]
[null,267.73,53.1,2791.5,"vapor",null,null,null,null,null,null,null,null,null,53.1,267.73]
[null,267.85000000000002,53.2,2791.4,"vapor",null,null,null,null,null,null,null,null,null,53.2,267.85000000000002]
[null,267.97000000000003,53.3,2791.3,"vapor",null,null,null,null,null,null,null,null,null,53.3,267.97000000000003]
[null,268.08,53.4,2791.2,"vapor",null,null,null,null,null,null,null,null,null,53.4,268.08]
[null,268.2,53.5,2791.1,"vapor",null,null,null,null,null,null,null,null,null,53.5,268.2]
[null,268.32,53.6,2791,"vapor",null,null,null,null,null,null,null,null,null,53.6,268.32]
[null,268.44,53.7,2791,"vapor",null,null,null,null,null,null,null,null,null,53.7,268.44]
[null,268.56,53.8,2790.9,"vapor",null,null,null,null,null,null,null,null,null,53.8,268.56]
[null,268.68,53.9,2790.8,"vapor",null,null,null,null,null,null,null,null,null,53.9,268.68]
[null,268.79000000000002,54,2790.7,"vapor",null,null,null,null,null,null,null,null,null,54,268.79000000000002]
[null,268.91000000000003,54.1,2790.6,"vapor",null,null,null,null,null,null,null,null,null,54.1,268.91000000000003]
[null,269.02999999999997,54.2,2790.5,"vapor",null,null,null,null,null,null,null,null,null,54.2,269.02999999999997]
[null,269.14999999999998,54.3,2790.4,"vapor",null,null,null,null,null,null,null,null,null,54.3,269.14999999999998]
[null,269.27,54.4,2790.3,"vapor",null,null,null,null,null,null,null,null,null,54.4,269.27]
[null,269.38,54.5,2790.2,"vapor",null,null,null,null,null,null,null,null,null,54.5,269.38]
[null,269.5,54.6,2790.1,"vapor",null,null,null,null,null,null,null,null,null,54.6,269.5]
[null,269.62,54.7,2790,"vapor",null,null,null,null,null,null,null,null,null,54.7,269.62]
[null,269.73,54.8,2789.9,"vapor",null,null,null,null,null,null,null,null,null,54.8,269.73]
[null,269.85000000000002,54.9,2789.8,"vapor",null,null,null,null,null,null,null,null,null,54.9,269.85000000000002]
[null,269.97000000000003,55,2789.7,"vapor",null,null,null,null,null,null,null,null,null,55,269.97000000000003]
[null,270.08,55.1,2789.6,"vapor",null,null,null,null,null,null,null,null,null,55.1,270.08]
[null,270.2,55.2,2789.5,"vapor",null,null,null,null,null,null,null,null,null,55.2,270.2]
[null,270.31,55.3,2789.4,"vapor",null,null,null,null,null,null,null,null,null,55.3,270.31]
[null,270.43,55.4,2789.3,"vapor",null,null,null,null,null,null,null,null,null,55.4,270.43]
[null,270.54000000000002,55.5,2789.2,"vapor",null,null,null,null,null,null,null,null,null,55.5,270.54000000000002]
[null,270.66000000000003,55.6,2789.1,"vapor",null,null,null,null,null,null,null,null,null,55.6,270.66000000000003]
[null,270.77,55.7,2789,"vapor",null,null,null,null,null,null,null,null,null,55.7,270.77]
[null,270.89,55.8,2788.9,"vapor",null,null,null,null,null,null,null,null,null,55.8,270.89]
[null,271,55.9,2788.8,"vapor",null,null,null,null,null,null,null,null,null,55.9,271]
[null,271.12,56,2788.7,"vapor",null,null,null,null,null,null,null,null,null,56,271.12]
[null,271.23,56.1,2788.6,"vapor",null,null,null,null,null,null,null,null,null,56.1,271.23]
[null,271.35000000000002,56.2,2788.5,"vapor",null,null,null,null,null,null,null,null,null,56.2,271.35000000000002]
[null,271.45999999999998,56.3,2788.4,"vapor",null,null,null,null,null,null,null,null,null,56.3,271.45999999999998]
[null,271.58,56.4,2788.3,"vapor",null,null,null,null,null,null,null,null,null,56.4,271.58]
[null,271.69,56.5,2788.2,"vapor",null,null,null,null,null,null,null,null,null,56.5,271.69]
[null,271.8,56.6,2788.1,"vapor",null,null,null,null,null,null,null,null,null,56.6,271.8]
[null,271.92,56.7,2788,"vapor",null,null,null,null,null,null,null,null,null,56.7,271.92]
[null,272.02999999999997,56.8,2787.9,"vapor",null,null,null,null,null,null,null,null,null,56.8,272.02999999999997]
[null,272.14999999999998,56.9,2787.8,"vapor",null,null,null,null,null,null,null,null,null,56.9,272.14999999999998]
[null,272.26,57,2787.7,"vapor",null,null,null,null,null,null,null,null,null,57,272.26]
[null,272.37,57.1,2787.6,"vapor",null,null,null,null,null,null,null,null,null,57.1,272.37]
[null,272.48,57.2,2787.5,"vapor",null,null,null,null,null,null,null,null,null,57.2,272.48]
[null,272.60000000000002,57.3,2787.4,"vapor",null,null,null,null,null,null,null,null,null,57.3,272.60000000000002]
[null,272.70999999999998,57.4,2787.3,"vapor",null,null,null,null,null,null,null,null,null,57.4,272.70999999999998]
[null,272.82,57.5,2787.2,"vapor",null,null,null,null,null,null,null,null,null,57.5,272.82]
[null,272.93,57.6,2787.1,"vapor",null,null,null,null,null,null,null,null,null,57.6,272.93]
[null,273.05,57.7,2787,"vapor",null,null,null,null,null,null,null,null,null,57.7,273.05]
[null,273.16000000000003,57.8,2786.9,"vapor",null,null,null,null,null,null,null,null,null,57.8,273.16000000000003]
[null,273.27,57.9,2786.8,"vapor",null,null,null,null,null,null,null,null,null,57.9,273.27]
[null,273.38,58,2786.7,"vapor",null,null,null,null,null,null,null,null,null,58,273.38]
[null,273.49,58.1,2786.6,"vapor",null,null,null,null,null,null,null,null,null,58.1,273.49]
[null,273.60000000000002,58.2,2786.5,"vapor",null,null,null,null,null,null,null,null,null,58.2,273.60000000000002]
[null,273.72000000000003,58.3,2786.4,"vapor",null,null,null,null,null,null,null,null,null,58.3,273.72000000000003]
[null,273.83,58.4,2786.3,"vapor",null,null,null,null,null,null,null,null,null,58.4,273.83]
[null,273.94,58.5,2786.2,"vapor",null,null,null,null,null,null,null,null,null,58.5,273.94]
[null,274.05,58.6,2786.1,"vapor",null,null,null,null,null,null,null,null,null,58.6,274.05]
[null,274.16000000000003,58.7,2786,"vapor",null,null,null,null,null,null,null,null,null,58.7,274.16000000000003]
[null,274.27,58.8,2785.9,"vapor",null,null,null,null,null,null,null,null,null,58.8,274.27]
[null,274.38,58.9,2785.8,"vapor",null,null,null,null,null,null,null,null,null,58.9,274.38]
[null,274.49,59,2785.7,"vapor",null,null,null,null,null,null,null,null,null,59,274.49]
[null,274.60000000000002,59.1,2785.6,"vapor",null,null,null,null,null,null,null,null,null,59.1,274.60000000000002]
[null,274.70999999999998,59.2,2785.5,"vapor",null,null,null,null,null,null,null,null,null,59.2,274.70999999999998]
[null,274.82,59.3,2785.3,"vapor",null,null,null,null,null,null,null,null,null,59.3,274.82]
[null,274.93,59.4,2785.2,"vapor",null,null,null,null,null,null,null,null,null,59.4,274.93]
[null,275.04000000000002,59.5,2785.1,"vapor",null,null,null,null,null,null,null,null,null,59.5,275.04000000000002]
[null,275.14999999999998,59.6,2785,"vapor",null,null,null,null,null,null,null,null,null,59.6,275.14999999999998]
[null,275.26,59.7,2784.9,"vapor",null,null,null,null,null,null,null,null,null,59.7,275.26]
[null,275.37,59.8,2784.8,"vapor",null,null,null,null,null,null,null,null,null,59.8,275.37]
[null,275.48,59.9,2784.7,"vapor",null,null,null,null,null,null,null,null,null,59.9,275.48]
[null,275.58,60,2784.6,"vapor",null,null,null,null,null,null,null,null,null,60,275.58]
[null,275.69,60.1,2784.5,"vapor",null,null,null,null,null,null,null,null,null,60.1,275.69]
[null,275.8,60.2,2784.4,"vapor",null,null,null,null,null,null,null,null,null,60.2,275.8]
[null,275.91000000000003,60.3,2784.3,"vapor",null,null,null,null,null,null,null,null,null,60.3,275.91000000000003]
[null,276.02,60.4,2784.2,"vapor",null,null,null,null,null,null,null,null,null,60.4,276.02]
[null,276.13,60.5,2784,"vapor",null,null,null,null,null,null,null,null,null,60.5,276.13]
[null,276.24,60.6,2783.9,"vapor",null,null,null,null,null,null,null,null,null,60.6,276.24]
[null,276.33999999999997,60.7,2783.8,"vapor",null,null,null,null,null,null,null,null,null,60.7,276.33999999999997]
[null,276.45,60.8,2783.7,"vapor",null,null,null,null,null,null,null,null,null,60.8,276.45]
[null,276.56,60.9,2783.6,"vapor",null,null,null,null,null,null,null,null,null,60.9,276.56]
[null,276.67,61,2783.5,"vapor",null,null,null,null,null,null,null,null,null,61,276.67]
[null,276.77,61.1,2783.4,"vapor",null,null,null,null,null,null,null,null,null,61.1,276.77]
[null,276.88,61.2,2783.3,"vapor",null,null,null,null,null,null,null,null,null,61.2,276.88]
[null,276.99,61.3,2783.2,"vapor",null,null,null,null,null,null,null,null,null,61.3,276.99]
[null,277.08999999999997,61.4,2783,"vapor",null,null,null,null,null,null,null,null,null,61.4,277.08999999999997]
[null,277.2,61.5,2782.9,"vapor",null,null,null,null,null,null,null,null,null,61.5,277.2]
[null,277.31,61.6,2782.8,"vapor",null,null,null,null,null,null,null,null,null,61.6,277.31]
[null,277.41000000000003,61.7,2782.7,"vapor",null,null,null,null,null,null,null,null,null,61.7,277.41000000000003]
[null,277.52,61.8,2782.6,"vapor",null,null,null,null,null,null,null,null,null,61.8,277.52]
[null,277.63,61.9,2782.5,"vapor",null,null,null,null,null,null,null,null,null,61.9,277.63]
[null,277.73,62,2782.4,"vapor",null,null,null,null,null,null,null,null,null,62,277.73]
[null,277.83999999999997,62.1,2782.3,"vapor",null,null,null,null,null,null,null,null,null,62.1,277.83999999999997]
[null,277.94,62.2,2782.1,"vapor",null,null,null,null,null,null,null,null,null,62.2,277.94]
[null,278.05,62.3,2782,"vapor",null,null,null,null,null,null,null,null,null,62.3,278.05]
[null,278.16000000000003,62.4,2781.9,"vapor",null,null,null,null,null,null,null,null,null,62.4,278.16000000000003]
[null,278.26,62.5,2781.8,"vapor",null,null,null,null,null,null,null,null,null,62.5,278.26]
[null,278.37,62.6,2781.7,"vapor",null,null,null,null,null,null,null,null,null,62.6,278.37]
[null,278.47000000000003,62.7,2781.6,"vapor",null,null,null,null,null,null,null,null,null,62.7,278.47000000000003]
[null,278.58,62.8,2781.5,"vapor",null,null,null,null,null,null,null,null,null,62.8,278.58]
[null,278.68,62.9,2781.3,"vapor",null,null,null,null,null,null,null,null,null,62.9,278.68]
[null,278.79000000000002,63,2781.2,"vapor",null,null,null,null,null,null,null,null,null,63,278.79000000000002]
[null,278.89,63.1,2781.1,"vapor",null,null,null,null,null,null,null,null,null,63.1,278.89]
[null,279,63.2,2781,"vapor",null,null,null,null,null,null,null,null,null,63.2,279]
[null,279.10000000000002,63.3,2780.9,"vapor",null,null,null,null,null,null,null,null,null,63.3,279.10000000000002]
[null,279.20999999999998,63.4,2780.8,"vapor",null,null,null,null,null,null,null,null,null,63.4,279.20999999999998]
[null,279.31,63.5,2780.6,"vapor",null,null,null,null,null,null,null,null,null,63.5,279.31]
[null,279.41000000000003,63.6,2780.5,"vapor",null,null,null,null,null,null,null,null,null,63.6,279.41000000000003]
[null,279.52,63.7,2780.4,"vapor",null,null,null,null,null,null,null,null,null,63.7,279.52]
[null,279.62,63.8,2780.3,"vapor",null,null,null,null,null,null,null,null,null,63.8,279.62]
[null,279.72000000000003,63.9,2780.2,"vapor",null,null,null,null,null,null,null,null,null,63.9,279.72000000000003]
[null,279.83,64,2780.1,"vapor",null,null,null,null,null,null,null,null,null,64,279.83]
[null,279.93,64.099999999999994,2779.9,"vapor",null,null,null,null,null,null,null,null,null,64.099999999999994,279.93]
[null,280.04000000000002,64.2,2779.8,"vapor",null,null,null,null,null,null,null,null,null,64.2,280.04000000000002]
[null,280.14,64.3,2779.7,"vapor",null,null,null,null,null,null,null,null,null,64.3,280.14]
[null,280.24,64.400000000000006,2779.6,"vapor",null,null,null,null,null,null,null,null,null,64.400000000000006,280.24]
[null,280.33999999999997,64.5,2779.5,"vapor",null,null,null,null,null,null,null,null,null,64.5,280.33999999999997]
[null,280.45,64.599999999999994,2779.4,"vapor",null,null,null,null,null,null,null,null,null,64.599999999999994,280.45]
[null,280.55,64.7,2779.2,"vapor",null,null,null,null,null,null,null,null,null,64.7,280.55]
[null,280.64999999999998,64.8,2779.1,"vapor",null,null,null,null,null,null,null,null,null,64.8,280.64999999999998]
[null,280.76,64.900000000000006,2779,"vapor",null,null,null,null,null,null,null,null,null,64.900000000000006,280.76]
[null,280.86,65,2778.9,"vapor",null,null,null,null,null,null,null,null,null,65,280.86]
[null,280.95999999999998,65.099999999999994,2778.8,"vapor",null,null,null,null,null,null,null,null,null,65.099999999999994,280.95999999999998]
[null,281.06,65.2,2778.6,"vapor",null,null,null,null,null,null,null,null,null,65.2,281.06]
[null,281.16000000000003,65.3,2778.5,"vapor",null,null,null,null,null,null,null,null,null,65.3,281.16000000000003]
[null,281.27,65.400000000000006,2778.4,"vapor",null,null,null,null,null,null,null,null,null,65.400000000000006,281.27]
[null,281.37,65.5,2778.3,"vapor",null,null,null,null,null,null,null,null,null,65.5,281.37]
[null,281.47000000000003,65.599999999999994,2778.2,"vapor",null,null,null,null,null,null,null,null,null,65.599999999999994,281.47000000000003]
[null,281.57,65.7,2778,"vapor",null,null,null,null,null,null,null,null,null,65.7,281.57]
[null,281.67,65.8,2777.9,"vapor",null,null,null,null,null,null,null,null,null,65.8,281.67]
[null,281.77,65.900000000000006,2777.8,"vapor",null,null,null,null,null,null,null,null,null,65.900000000000006,281.77]
[null,281.87,66,2777.7,"vapor",null,null,null,null,null,null,null,null,null,66,281.87]
[null,281.98,66.099999999999994,2777.5,"vapor",null,null,null,null,null,null,null,null,null,66.099999999999994,281.98]
[null,282.08,66.2,2777.4,"vapor",null,null,null,null,null,null,null,null,null,66.2,282.08]
[null,282.18,66.3,2777.3,"vapor",null,null,null,null,null,null,null,null,null,66.3,282.18]
[null,282.27999999999997,66.400000000000006,2777.2,"vapor",null,null,null,null,null,null,null,null,null,66.400000000000006,282.27999999999997]
[null,282.38,66.5,2777.1,"vapor",null,null,null,null,null,null,null,null,null,66.5,282.38]
[null,282.48,66.599999999999994,2776.9,"vapor",null,null,null,null,null,null,null,null,null,66.599999999999994,282.48]
[null,282.58,66.7,2776.8,"vapor",null,null,null,null,null,null,null,null,null,66.7,282.58]
[null,282.68,66.8,2776.7,"vapor",null,null,null,null,null,null,null,null,null,66.8,282.68]
[null,282.77999999999997,66.900000000000006,2776.6,"vapor",null,null,null,null,null,null,null,null,null,66.900000000000006,282.77999999999997]
[null,282.88,67,2776.4,"vapor",null,null,null,null,null,null,null,null,null,67,282.88]
[null,282.98,67.099999999999994,2776.3,"vapor",null,null,null,null,null,null,null,null,null,67.099999999999994,282.98]
[null,283.08,67.2,2776.2,"vapor",null,null,null,null,null,null,null,null,null,67.2,283.08]
[null,283.18,67.3,2776.1,"vapor",null,null,null,null,null,null,null,null,null,67.3,283.18]
[null,283.27999999999997,67.400000000000006,2775.9,"vapor",null,null,null,null,null,null,null,null,null,67.400000000000006,283.27999999999997]
[null,283.38,67.5,2775.8,"vapor",null,null,null,null,null,null,null,null,null,67.5,283.38]
[null,283.48,67.599999999999994,2775.7,"vapor",null,null,null,null,null,null,null,null,null,67.599999999999994,283.48]
[null,283.58,67.7,2775.6,"vapor",null,null,null,null,null,null,null,null,null,67.7,283.58]
[null,283.68,67.8,2775.4,"vapor",null,null,null,null,null,null,null,null,null,67.8,283.68]
[null,283.77999999999997,67.900000000000006,2775.3,"vapor",null,null,null,null,null,null,null,null,null,67.900000000000006,283.77999999999997]
[null,283.87,68,2775.2,"vapor",null,null,null,null,null,null,null,null,null,68,283.87]
[null,283.97000000000003,68.099999999999994,2775.1,"vapor",null,null,null,null,null,null,null,null,null,68.099999999999994,283.97000000000003]
[null,284.07,68.2,2774.9,"vapor",null,null,null,null,null,null,null,null,null,68.2,284.07]
[null,284.17,68.3,2774.8,"vapor",null,null,null,null,null,null,null,null,null,68.3,284.17]
[null,284.27,68.400000000000006,2774.7,"vapor",null,null,null,null,null,null,null,null,null,68.400000000000006,284.27]
[null,284.37,68.5,2774.6,"vapor",null,null,null,null,null,null,null,null,null,68.5,284.37]
[null,284.45999999999998,68.599999999999994,2774.4,"vapor",null,null,null,null,null,null,null,null,null,68.599999999999994,284.45999999999998]
[null,284.56,68.7,2774.3,"vapor",null,null,null,null,null,null,null,null,null,68.7,284.56]
[null,284.66000000000003,68.8,2774.2,"vapor",null,null,null,null,null,null,null,null,null,68.8,284.66000000000003]
[null,284.76,68.900000000000006,2774,"vapor",null,null,null,null,null,null,null,null,null,68.900000000000006,284.76]
[null,284.86,69,2773.9,"vapor",null,null,null,null,null,null,null,null,null,69,284.86]
[null,284.95,69.099999999999994,2773.8,"vapor",null,null,null,null,null,null,null,null,null,69.099999999999994,284.95]
[null,285.05,69.2,2773.7,"vapor",null,null,null,null,null,null,null,null,null,69.2,285.05]
[null,285.14999999999998,69.3,2773.5,"vapor",null,null,null,null,null,null,null,null,null,69.3,285.14999999999998]
[null,285.25,69.400000000000006,2773.4,"vapor",null,null,null,null,null,null,null,null,null,69.400000000000006,285.25]
[null,285.33999999999997,69.5,2773.3,"vapor",null,null,null,null,null,null,null,null,null,69.5,285.33999999999997]
[null,285.44,69.599999999999994,2773.1,"vapor",null,null,null,null,null,null,null,null,null,69.599999999999994,285.44]
[null,285.54000000000002,69.7,2773,"vapor",null,null,null,null,null,null,null,null,null,69.7,285.54000000000002]
[null,285.64,69.8,2772.9,"vapor",null,null,null,null,null,null,null,null,null,69.8,285.64]
[null,285.73,69.900000000000006,2772.8,"vapor",null,null,null,null,null,null,null,null,null,69.900000000000006,285.73]
[null,285.83,70,2772.6,"vapor",null,null,null,null,null,null,null,null,null,70,285.83]
[null,285.93,70.099999999999994,2772.5,"vapor",null,null,null,null,null,null,null,null,null,70.099999999999994,285.93]
[null,286.02,70.2,2772.4,"vapor",null,null,null,null,null,null,null,null,null,70.2,286.02]
[null,286.12,70.3,2772.2,"vapor",null,null,null,null,null,null,null,null,null,70.3,286.12]
[null,286.20999999999998,70.400000000000006,2772.1,"vapor",null,null,null,null,null,null,null,null,null,70.400000000000006,286.20999999999998]
[null,286.31,70.5,2772,"vapor",null,null,null,null,null,null,null,null,null,70.5,286.31]
[null,286.41000000000003,70.599999999999994,2771.8,"vapor",null,null,null,null,null,null,null,null,null,70.599999999999994,286.41000000000003]
[null,286.5,70.7,2771.7,"vapor",null,null,null,null,null,null,null,null,null,70.7,286.5]
[null,286.60000000000002,70.8,2771.6,"vapor",null,null,null,null,null,null,null,null,null,70.8,286.60000000000002]
[null,286.69,70.900000000000006,2771.5,"vapor",null,null,null,null,null,null,null,null,null,70.900000000000006,286.69]
[null,286.79000000000002,71,2771.3,"vapor",null,null,null,null,null,null,null,null,null,71,286.79000000000002]
[null,286.89,71.099999999999994,2771.2,"vapor",null,null,null,null,null,null,null,null,null,71.099999999999994,286.89]
[null,286.98,71.2,2771.1,"vapor",null,null,null,null,null,null,null,null,null,71.2,286.98]
[null,287.08,71.3,2770.9,"vapor",null,null,null,null,null,null,null,null,null,71.3,287.08]
[null,287.17,71.400000000000006,2770.8,"vapor",null,null,null,null,null,null,null,null,null,71.400000000000006,287.17]
[null,287.27,71.5,2770.7,"vapor",null,null,null,null,null,null,null,null,null,71.5,287.27]
[null,287.36,71.599999999999994,2770.5,"vapor",null,null,null,null,null,null,null,null,null,71.599999999999994,287.36]
[null,287.45999999999998,71.7,2770.4,"vapor",null,null,null,null,null,null,null,null,null,71.7,287.45999999999998]
[null,287.55,71.8,2770.3,"vapor",null,null,null,null,null,null,null,null,null,71.8,287.55]
[null,287.64999999999998,71.900000000000006,2770.1,"vapor",null,null,null,null,null,null,null,null,null,71.900000000000006,287.64999999999998]
[null,287.74,72,2770,"vapor",null,null,null,null,null,null,null,null,null,72,287.74]
[null,287.83999999999997,72.099999999999994,2769.9,"vapor",null,null,null,null,null,null,null,null,null,72.099999999999994,287.83999999999997]
[null,287.93,72.2,2769.7,"vapor",null,null,null,null,null,null,null,null,null,72.2,287.93]
[null,288.02,72.3,2769.6,"vapor",null,null,null,null,null,null,null,null,null,72.3,288.02]
[null,288.12,72.400000000000006,2769.5,"vapor",null,null,null,null,null,null,null,null,null,72.400000000000006,288.12]
[null,288.20999999999998,72.5,2769.3,"vapor",null,null,null,null,null,null,null,null,null,72.5,288.20999999999998]
[null,288.31,72.599999999999994,2769.2,"vapor",null,null,null,null,null,null,null,null,null,72.599999999999994,288.31]
[null,288.39999999999998,72.7,2769,"vapor",null,null,null,null,null,null,null,null,null,72.7,288.39999999999998]
[null,288.5,72.8,2768.9,"vapor",null,null,null,null,null,null,null,null,null,72.8,288.5]
[null,288.58999999999997,72.900000000000006,2768.8,"vapor",null,null,null,null,null,null,null,null,null,72.900000000000006,288.58999999999997]
[null,288.68,73,2768.6,"vapor",null,null,null,null,null,null,null,null,null,73,288.68]
[null,288.77999999999997,73.099999999999994,2768.5,"vapor",null,null,null,null,null,null,null,null,null,73.099999999999994,288.77999999999997]
[null,288.87,73.2,2768.4,"vapor",null,null,null,null,null,null,null,null,null,73.2,288.87]
[null,288.95999999999998,73.3,2768.2,"vapor",null,null,null,null,null,null,null,null,null,73.3,288.95999999999998]
[null,289.06,73.400000000000006,2768.1,"vapor",null,null,null,null,null,null,null,null,null,73.400000000000006,289.06]
[null,289.14999999999998,73.5,2768,"vapor",null,null,null,null,null,null,null,null,null,73.5,289.14999999999998]
[null,289.24,73.599999999999994,2767.8,"vapor",null,null,null,null,null,null,null,null,null,73.599999999999994,289.24]
[null,289.33999999999997,73.7,2767.7,"vapor",null,null,null,null,null,null,null,null,null,73.7,289.33999999999997]
[null,289.43,73.8,2767.6,"vapor",null,null,null,null,null,null,null,null,null,73.8,289.43]
[null,289.52,73.900000000000006,2767.4,"vapor",null,null,null,null,null,null,null,null,null,73.900000000000006,289.52]
[null,289.61,74,2767.3,"vapor",null,null,null,null,null,null,null,null,null,74,289.61]
[null,289.70999999999998,74.099999999999994,2767.1,"vapor",null,null,null,null,null,null,null,null,null,74.099999999999994,289.70999999999998]
[null,289.8,74.2,2767,"vapor",null,null,null,null,null,null,null,null,null,74.2,289.8]
[null,289.89,74.3,2766.9,"vapor",null,null,null,null,null,null,null,null,null,74.3,289.89]
[null,289.98,74.400000000000006,2766.7,"vapor",null,null,null,null,null,null,null,null,null,74.400000000000006,289.98]
[null,290.08,74.5,2766.6,"vapor",null,null,null,null,null,null,null,null,null,74.5,290.08]
[null,290.17,74.599999999999994,2766.4,"vapor",null,null,null,null,null,null,null,null,null,74.599999999999994,290.17]
[null,290.26,74.7,2766.3,"vapor",null,null,null,null,null,null,null,null,null,74.7,290.26]
[null,290.35000000000002,74.8,2766.2,"vapor",null,null,null,null,null,null,null,null,null,74.8,290.35000000000002]
[null,290.44,74.900000000000006,2766,"vapor",null,null,null,null,null,null,null,null,null,74.900000000000006,290.44]
[null,290.54000000000002,75,2765.9,"vapor",null,null,null,null,null,null,null,null,null,75,290.54000000000002]
[null,290.63,75.099999999999994,2765.8,"vapor",null,null,null,null,null,null,null,null,null,75.099999999999994,290.63]
[null,290.72000000000003,75.2,2765.6,"vapor",null,null,null,null,null,null,null,null,null,75.2,290.72000000000003]
[null,290.81,75.3,2765.5,"vapor",null,null,null,null,null,null,null,null,null,75.3,290.81]
[null,290.89999999999998,75.400000000000006,2765.3,"vapor",null,null,null,null,null,null,null,null,null,75.400000000000006,290.89999999999998]
[null,290.99,75.5,2765.2,"vapor",null,null,null,null,null,null,null,null,null,75.5,290.99]
[null,291.08,75.599999999999994,2765,"vapor",null,null,null,null,null,null,null,null,null,75.599999999999994,291.08]
[null,291.18,75.7,2764.9,"vapor",null,null,null,null,null,null,null,null,null,75.7,291.18]
[null,291.27,75.8,2764.8,"vapor",null,null,null,null,null,null,null,null,null,75.8,291.27]
[null,291.36,75.900000000000006,2764.6,"vapor",null,null,null,null,null,null,null,null,null,75.900000000000006,291.36]
[null,291.45,76,2764.5,"vapor",null,null,null,null,null,null,null,null,null,76,291.45]
[null,291.54000000000002,76.099999999999994,2764.3,"vapor",null,null,null,null,null,null,null,null,null,76.099999999999994,291.54000000000002]
[null,291.63,76.2,2764.2,"vapor",null,null,null,null,null,null,null,null,null,76.2,291.63]
[null,291.72000000000003,76.3,2764.1,"vapor",null,null,null,null,null,null,null,null,null,76.3,291.72000000000003]
[null,291.81,76.400000000000006,2763.9,"vapor",null,null,null,null,null,null,null,null,null,76.400000000000006,291.81]
[null,291.89999999999998,76.5,2763.8,"vapor",null,null,null,null,null,null,null,null,null,76.5,291.89999999999998]
[null,291.99,76.599999999999994,2763.6,"vapor",null,null,null,null,null,null,null,null,null,76.599999999999994,291.99]
[null,292.08,76.7,2763.5,"vapor",null,null,null,null,null,null,null,null,null,76.7,292.08]
[null,292.17,76.8,2763.3,"vapor",null,null,null,null,null,null,null,null,null,76.8,292.17]
[null,292.26,76.900000000000006,2763.2,"vapor",null,null,null,null,null,null,null,null,null,76.900000000000006,292.26]
[null,292.35000000000002,77,2763.1,"vapor",null,null,null,null,null,null,null,null,null,77,292.35000000000002]
[null,292.44,77.099999999999994,2762.9,"vapor",null,null,null,null,null,null,null,null,null,77.099999999999994,292.44]
[null,292.52999999999997,77.2,2762.8,"vapor",null,null,null,null,null,null,null,null,null,77.2,292.52999999999997]
[null,292.62,77.3,2762.6,"vapor",null,null,null,null,null,null,null,null,null,77.3,292.62]
[null,292.70999999999998,77.400000000000006,2762.5,"vapor",null,null,null,null,null,null,null,null,null,77.400000000000006,292.70999999999998]
[null,292.8,77.5,2762.3,"vapor",null,null,null,null,null,null,null,null,null,77.5,292.8]
[null,292.89,77.599999999999994,2762.2,"vapor",null,null,null,null,null,null,null,null,null,77.599999999999994,292.89]
[null,292.98,77.7,2762.1,"vapor",null,null,null,null,null,null,null,null,null,77.7,292.98]
[null,293.07,77.8,2761.9,"vapor",null,null,null,null,null,null,null,null,null,77.8,293.07]
[null,293.16000000000003,77.900000000000006,2761.8,"vapor",null,null,null,null,null,null,null,null,null,77.900000000000006,293.16000000000003]
[null,293.25,78,2761.6,"vapor",null,null,null,null,null,null,null,null,null,78,293.25]
[null,293.33,78.099999999999994,2761.5,"vapor",null,null,null,null,null,null,null,null,null,78.099999999999994,293.33]
[null,293.42,78.2,2761.3,"vapor",null,null,null,null,null,null,null,null,null,78.2,293.42]
[null,293.51,78.3,2761.2,"vapor",null,null,null,null,null,null,null,null,null,78.3,293.51]
[null,293.60000000000002,78.400000000000006,2761,"vapor",null,null,null,null,null,null,null,null,null,78.400000000000006,293.60000000000002]
[null,293.69,78.5,2760.9,"vapor",null,null,null,null,null,null,null,null,null,78.5,293.69]
[null,293.77999999999997,78.599999999999994,2760.7,"vapor",null,null,null,null,null,null,null,null,null,78.599999999999994,293.77999999999997]
[null,293.87,78.7,2760.6,"vapor",null,null,null,null,null,null,null,null,null,78.7,293.87]
[null,293.95,78.8,2760.5,"vapor",null,null,null,null,null,null,null,null,null,78.8,293.95]
[null,294.04000000000002,78.900000000000006,2760.3,"vapor",null,null,null,null,null,null,null,null,null,78.900000000000006,294.04000000000002]
[null,294.13,79,2760.2,"vapor",null,null,null,null,null,null,null,null,null,79,294.13]
[null,294.22000000000003,79.099999999999994,2760,"vapor",null,null,null,null,null,null,null,null,null,79.099999999999994,294.22000000000003]
[null,294.31,79.2,2759.9,"vapor",null,null,null,null,null,null,null,null,null,79.2,294.31]
[null,294.39,79.3,2759.7,"vapor",null,null,null,null,null,null,null,null,null,79.3,294.39]
[null,294.48,79.400000000000006,2759.6,"vapor",null,null,null,null,null,null,null,null,null,79.400000000000006,294.48]
[null,294.57,79.5,2759.4,"vapor",null,null,null,null,null,null,null,null,null,79.5,294.57]
[null,294.66000000000003,79.599999999999994,2759.3,"vapor",null,null,null,null,null,null,null,null,null,79.599999999999994,294.66000000000003]
[null,294.75,79.7,2759.1,"vapor",null,null,null,null,null,null,null,null,null,79.7,294.75]
[null,294.83,79.8,2759,"vapor",null,null,null,null,null,null,null,null,null,79.8,294.83]
[null,294.92,79.900000000000006,2758.8,"vapor",null,null,null,null,null,null,null,null,null,79.900000000000006,294.92]
[null,295.01,80,2758.7,"vapor",null,null,null,null,null,null,null,null,null,80,295.01]
[null,295.08999999999997,80.099999999999994,2758.5,"vapor",null,null,null,null,null,null,null,null,null,80.099999999999994,295.08999999999997]
[null,295.18,80.2,2758.4,"vapor",null,null,null,null,null,null,null,null,null,80.2,295.18]
[null,295.27,80.3,2758.2,"vapor",null,null,null,null,null,null,null,null,null,80.3,295.27]
[null,295.36,80.400000000000006,2758.1,"vapor",null,null,null,null,null,null,null,null,null,80.400000000000006,295.36]
[null,295.44,80.5,2757.9,"vapor",null,null,null,null,null,null,null,null,null,80.5,295.44]
[null,295.52999999999997,80.599999999999994,2757.8,"vapor",null,null,null,null,null,null,null,null,null,80.599999999999994,295.52999999999997]
[null,295.62,80.7,2757.6,"vapor",null,null,null,null,null,null,null,null,null,80.7,295.62]
[null,295.7,80.8,2757.5,"vapor",null,null,null,null,null,null,null,null,null,80.8,295.7]
[null,295.79000000000002,80.900000000000006,2757.3,"vapor",null,null,null,null,null,null,null,null,null,80.900000000000006,295.79000000000002]
[null,295.88,81,2757.2,"vapor",null,null,null,null,null,null,null,null,null,81,295.88]
[null,295.95999999999998,81.099999999999994,2757,"vapor",null,null,null,null,null,null,null,null,null,81.099999999999994,295.95999999999998]
[null,296.05,81.2,2756.9,"vapor",null,null,null,null,null,null,null,null,null,81.2,296.05]
[null,296.14,81.3,2756.7,"vapor",null,null,null,null,null,null,null,null,null,81.3,296.14]
[null,296.22000000000003,81.400000000000006,2756.6,"vapor",null,null,null,null,null,null,null,null,null,81.400000000000006,296.22000000000003]
[null,296.31,81.5,2756.4,"vapor",null,null,null,null,null,null,null,null,null,81.5,296.31]
[null,296.39,81.599999999999994,2756.3,"vapor",null,null,null,null,null,null,null,null,null,81.599999999999994,296.39]
[null,296.48,81.7,2756.1,"vapor",null,null,null,null,null,null,null,null,null,81.7,296.48]
[null,296.57,81.8,2756,"vapor",null,null,null,null,null,null,null,null,null,81.8,296.57]
[null,296.64999999999998,81.900000000000006,2755.8,"vapor",null,null,null,null,null,null,null,null,null,81.900000000000006,296.64999999999998]
[null,296.74,82,2755.7,"vapor",null,null,null,null,null,null,null,null,null,82,296.74]
[null,296.82,82.1,2755.5,"vapor",null,null,null,null,null,null,null,null,null,82.1,296.82]
[null,296.91000000000003,82.2,2755.4,"vapor",null,null,null,null,null,null,null,null,null,82.2,296.91000000000003]
[null,296.99,82.3,2755.2,"vapor",null,null,null,null,null,null,null,null,null,82.3,296.99]
[null,297.08,82.4,2755.1,"vapor",null,null,null,null,null,null,null,null,null,82.4,297.08]
[null,297.16000000000003,82.5,2754.9,"vapor",null,null,null,null,null,null,null,null,null,82.5,297.16000000000003]
[null,297.25,82.6,2754.8,"vapor",null,null,null,null,null,null,null,null,null,82.6,297.25]
[null,297.33,82.7,2754.6,"vapor",null,null,null,null,null,null,null,null,null,82.7,297.33]
[null,297.42,82.8,2754.5,"vapor",null,null,null,null,null,null,null,null,null,82.8,297.42]
[null,297.5,82.9,2754.3,"vapor",null,null,null,null,null,null,null,null,null,82.9,297.5]
[null,297.58999999999997,83,2754.1,"vapor",null,null,null,null,null,null,null,null,null,83,297.58999999999997]
[null,297.67,83.1,2754,"vapor",null,null,null,null,null,null,null,null,null,83.1,297.67]
[null,297.76,83.2,2753.8,"vapor",null,null,null,null,null,null,null,null,null,83.2,297.76]
[null,297.83999999999997,83.3,2753.7,"vapor",null,null,null,null,null,null,null,null,null,83.3,297.83999999999997]
[null,297.93,83.4,2753.5,"vapor",null,null,null,null,null,null,null,null,null,83.4,297.93]
[null,298.01,83.5,2753.4,"vapor",null,null,null,null,null,null,null,null,null,83.5,298.01]
[null,298.10000000000002,83.6,2753.2,"vapor",null,null,null,null,null,null,null,null,null,83.6,298.10000000000002]
[null,298.18,83.7,2753.1,"vapor",null,null,null,null,null,null,null,null,null,83.7,298.18]
[null,298.27,83.8,2752.9,"vapor",null,null,null,null,null,null,null,null,null,83.8,298.27]
[null,298.35000000000002,83.9,2752.8,"vapor",null,null,null,null,null,null,null,null,null,83.9,298.35000000000002]
[null,298.43,84,2752.6,"vapor",null,null,null,null,null,null,null,null,null,84,298.43]
[null,298.52,84.1,2752.4,"vapor",null,null,null,null,null,null,null,null,null,84.1,298.52]
[null,298.60000000000002,84.2,2752.3,"vapor",null,null,null,null,null,null,null,null,null,84.2,298.60000000000002]
[null,298.69,84.3,2752.1,"vapor",null,null,null,null,null,null,null,null,null,84.3,298.69]
[null,298.77,84.4,2752,"vapor",null,null,null,null,null,null,null,null,null,84.4,298.77]
[null,298.85000000000002,84.5,2751.8,"vapor",null,null,null,null,null,null,null,null,null,84.5,298.85000000000002]
[null,298.94,84.6,2751.7,"vapor",null,null,null,null,null,null,null,null,null,84.6,298.94]
[null,299.02,84.7,2751.5,"vapor",null,null,null,null,null,null,null,null,null,84.7,299.02]
[null,299.10000000000002,84.8,2751.3,"vapor",null,null,null,null,null,null,null,null,null,84.8,299.10000000000002]
[null,299.19,84.9,2751.2,"vapor",null,null,null,null,null,null,null,null,null,84.9,299.19]
[null,299.27,85,2751,"vapor",null,null,null,null,null,null,null,null,null,85,299.27]
[null,299.35000000000002,85.1,2750.9,"vapor",null,null,null,null,null,null,null,null,null,85.1,299.35000000000002]
[null,299.44,85.2,2750.7,"vapor",null,null,null,null,null,null,null,null,null,85.2,299.44]
[null,299.52,85.3,2750.6,"vapor",null,null,null,null,null,null,null,null,null,85.3,299.52]
[null,299.60000000000002,85.4,2750.4,"vapor",null,null,null,null,null,null,null,null,null,85.4,299.60000000000002]
[null,299.69,85.5,2750.2,"vapor",null,null,null,null,null,null,null,null,null,85.5,299.69]
[null,299.77,85.6,2750.1,"vapor",null,null,null,null,null,null,null,null,null,85.6,299.77]
[null,299.85000000000002,85.7,2749.9,"vapor",null,null,null,null,null,null,null,null,null,85.7,299.85000000000002]
[null,299.93,85.8,2749.8,"vapor",null,null,null,null,null,null,null,null,null,85.8,299.93]
[null,300.02,85.9,2749.6,"vapor",null,null,null,null,null,null,null,null,null,85.9,300.02]
[null,300.10000000000002,86,2749.4,"vapor",null,null,null,null,null,null,null,null,null,86,300.10000000000002]
[null,300.18,86.1,2749.3,"vapor",null,null,null,null,null,null,null,null,null,86.1,300.18]
[null,300.26,86.2,2749.1,"vapor",null,null,null,null,null,null,null,null,null,86.2,300.26]
[null,300.35000000000002,86.3,2749,"vapor",null,null,null,null,null,null,null,null,null,86.3,300.35000000000002]
[null,300.43,86.4,2748.8,"vapor",null,null,null,null,null,null,null,null,null,86.4,300.43]
[null,300.51,86.5,2748.6,"vapor",null,null,null,null,null,null,null,null,null,86.5,300.51]
[null,300.58999999999997,86.6,2748.5,"vapor",null,null,null,null,null,null,null,null,null,86.6,300.58999999999997]
[null,300.68,86.7,2748.3,"vapor",null,null,null,null,null,null,null,null,null,86.7,300.68]
[null,300.76,86.8,2748.2,"vapor",null,null,null,null,null,null,null,null,null,86.8,300.76]
[null,300.83999999999997,86.9,2748,"vapor",null,null,null,null,null,null,null,null,null,86.9,300.83999999999997]
[null,300.92,87,2747.8,"vapor",null,null,null,null,null,null,null,null,null,87,300.92]
[null,301,87.1,2747.7,"vapor",null,null,null,null,null,null,null,null,null,87.1,301]
[null,301.08999999999997,87.2,2747.5,"vapor",null,null,null,null,null,null,null,null,null,87.2,301.08999999999997]
[null,301.17,87.3,2747.4,"vapor",null,null,null,null,null,null,null,null,null,87.3,301.17]
[null,301.25,87.4,2747.2,"vapor",null,null,null,null,null,null,null,null,null,87.4,301.25]
[null,301.33,87.5,2747,"vapor",null,null,null,null,null,null,null,null,null,87.5,301.33]
[null,301.41000000000003,87.6,2746.9,"vapor",null,null,null,null,null,null,null,null,null,87.6,301.41000000000003]
[null,301.49,87.7,2746.7,"vapor",null,null,null,null,null,null,null,null,null,87.7,301.49]
[null,301.57,87.8,2746.6,"vapor",null,null,null,null,null,null,null,null,null,87.8,301.57]
[null,301.66000000000003,87.9,2746.4,"vapor",null,null,null,null,null,null,null,null,null,87.9,301.66000000000003]
[null,301.74,88,2746.2,"vapor",null,null,null,null,null,null,null,null,null,88,301.74]
[null,301.82,88.1,2746.1,"vapor",null,null,null,null,null,null,null,null,null,88.1,301.82]
[null,301.89999999999998,88.2,2745.9,"vapor",null,null,null,null,null,null,null,null,null,88.2,301.89999999999998]
[null,301.98,88.3,2745.7,"vapor",null,null,null,null,null,null,null,null,null,88.3,301.98]
[null,302.06,88.4,2745.6,"vapor",null,null,null,null,null,null,null,null,null,88.4,302.06]
[null,302.14,88.5,2745.4,"vapor",null,null,null,null,null,null,null,null,null,88.5,302.14]
[null,302.22000000000003,88.6,2745.2,"vapor",null,null,null,null,null,null,null,null,null,88.6,302.22000000000003]
[null,302.3,88.7,2745.1,"vapor",null,null,null,null,null,null,null,null,null,88.7,302.3]
[null,302.38,88.8,2744.9,"vapor",null,null,null,null,null,null,null,null,null,88.8,302.38]
[null,302.45999999999998,88.9,2744.8,"vapor",null,null,null,null,null,null,null,null,null,88.9,302.45999999999998]
[null,302.54000000000002,89,2744.6,"vapor",null,null,null,null,null,null,null,null,null,89,302.54000000000002]
[null,302.62,89.1,2744.4,"vapor",null,null,null,null,null,null,null,null,null,89.1,302.62]
[null,302.7,89.2,2744.3,"vapor",null,null,null,null,null,null,null,null,null,89.2,302.7]
[null,302.79000000000002,89.3,2744.1,"vapor",null,null,null,null,null,null,null,null,null,89.3,302.79000000000002]
[null,302.87,89.4,2743.9,"vapor",null,null,null,null,null,null,null,null,null,89.4,302.87]
[null,302.95,89.5,2743.8,"vapor",null,null,null,null,null,null,null,null,null,89.5,302.95]
[null,303.02999999999997,89.6,2743.6,"vapor",null,null,null,null,null,null,null,null,null,89.6,303.02999999999997]
[null,303.11,89.7,2743.4,"vapor",null,null,null,null,null,null,null,null,null,89.7,303.11]
[null,303.19,89.8,2743.3,"vapor",null,null,null,null,null,null,null,null,null,89.8,303.19]
[null,303.27,89.9,2743.1,"vapor",null,null,null,null,null,null,null,null,null,89.9,303.27]
[null,303.33999999999997,90,2742.9,"vapor",null,null,null,null,null,null,null,null,null,90,303.33999999999997]
[null,303.42,90.1,2742.8,"vapor",null,null,null,null,null,null,null,null,null,90.1,303.42]
[null,303.5,90.2,2742.6,"vapor",null,null,null,null,null,null,null,null,null,90.2,303.5]
[null,303.58,90.3,2742.4,"vapor",null,null,null,null,null,null,null,null,null,90.3,303.58]
[null,303.66000000000003,90.4,2742.3,"vapor",null,null,null,null,null,null,null,null,null,90.4,303.66000000000003]
[null,303.74,90.5,2742.1,"vapor",null,null,null,null,null,null,null,null,null,90.5,303.74]
[null,303.82,90.6,2741.9,"vapor",null,null,null,null,null,null,null,null,null,90.6,303.82]
[null,303.89999999999998,90.7,2741.8,"vapor",null,null,null,null,null,null,null,null,null,90.7,303.89999999999998]
[null,303.98,90.8,2741.6,"vapor",null,null,null,null,null,null,null,null,null,90.8,303.98]
[null,304.06,90.9,2741.4,"vapor",null,null,null,null,null,null,null,null,null,90.9,304.06]
[null,304.14,91,2741.3,"vapor",null,null,null,null,null,null,null,null,null,91,304.14]
[null,304.22000000000003,91.1,2741.1,"vapor",null,null,null,null,null,null,null,null,null,91.1,304.22000000000003]
[null,304.3,91.2,2740.9,"vapor",null,null,null,null,null,null,null,null,null,91.2,304.3]
[null,304.38,91.3,2740.8,"vapor",null,null,null,null,null,null,null,null,null,91.3,304.38]
[null,304.45,91.4,2740.6,"vapor",null,null,null,null,null,null,null,null,null,91.4,304.45]
[null,304.52999999999997,91.5,2740.4,"vapor",null,null,null,null,null,null,null,null,null,91.5,304.52999999999997]
[null,304.61,91.6,2740.3,"vapor",null,null,null,null,null,null,null,null,null,91.6,304.61]
[null,304.69,91.7,2740.1,"vapor",null,null,null,null,null,null,null,null,null,91.7,304.69]
[null,304.77,91.8,2739.9,"vapor",null,null,null,null,null,null,null,null,null,91.8,304.77]
[null,304.85000000000002,91.9,2739.8,"vapor",null,null,null,null,null,null,null,null,null,91.9,304.85000000000002]
[null,304.93,92,2739.6,"vapor",null,null,null,null,null,null,null,null,null,92,304.93]
[null,305,92.1,2739.4,"vapor",null,null,null,null,null,null,null,null,null,92.1,305]
[null,305.08,92.2,2739.2,"vapor",null,null,null,null,null,null,null,null,null,92.2,305.08]
[null,305.16000000000003,92.3,2739.1,"vapor",null,null,null,null,null,null,null,null,null,92.3,305.16000000000003]
[null,305.24,92.4,2738.9,"vapor",null,null,null,null,null,null,null,null,null,92.4,305.24]
[null,305.32,92.5,2738.7,"vapor",null,null,null,null,null,null,null,null,null,92.5,305.32]
[null,305.39999999999998,92.6,2738.6,"vapor",null,null,null,null,null,null,null,null,null,92.6,305.39999999999998]
[null,305.47000000000003,92.7,2738.4,"vapor",null,null,null,null,null,null,null,null,null,92.7,305.47000000000003]
[null,305.55,92.8,2738.2,"vapor",null,null,null,null,null,null,null,null,null,92.8,305.55]
[null,305.63,92.9,2738.1,"vapor",null,null,null,null,null,null,null,null,null,92.9,305.63]
[null,305.70999999999998,93,2737.9,"vapor",null,null,null,null,null,null,null,null,null,93,305.70999999999998]
[null,305.77999999999997,93.1,2737.7,"vapor",null,null,null,null,null,null,null,null,null,93.1,305.77999999999997]
[null,305.86,93.2,2737.5,"vapor",null,null,null,null,null,null,null,null,null,93.2,305.86]
[null,305.94,93.3,2737.4,"vapor",null,null,null,null,null,null,null,null,null,93.3,305.94]
[null,306.02,93.4,2737.2,"vapor",null,null,null,null,null,null,null,null,null,93.4,306.02]
[null,306.08999999999997,93.5,2737,"vapor",null,null,null,null,null,null,null,null,null,93.5,306.08999999999997]
[null,306.17,93.6,2736.9,"vapor",null,null,null,null,null,null,null,null,null,93.6,306.17]
[null,306.25,93.7,2736.7,"vapor",null,null,null,null,null,null,null,null,null,93.7,306.25]
[null,306.33,93.8,2736.5,"vapor",null,null,null,null,null,null,null,null,null,93.8,306.33]
[null,306.39999999999998,93.9,2736.3,"vapor",null,null,null,null,null,null,null,null,null,93.9,306.39999999999998]
[null,306.48,94,2736.2,"vapor",null,null,null,null,null,null,null,null,null,94,306.48]
[null,306.56,94.1,2736,"vapor",null,null,null,null,null,null,null,null,null,94.1,306.56]
[null,306.63,94.2,2735.8,"vapor",null,null,null,null,null,null,null,null,null,94.2,306.63]
[null,306.70999999999998,94.3,2735.6,"vapor",null,null,null,null,null,null,null,null,null,94.3,306.70999999999998]
[null,306.79000000000002,94.4,2735.5,"vapor",null,null,null,null,null,null,null,null,null,94.4,306.79000000000002]
[null,306.87,94.5,2735.3,"vapor",null,null,null,null,null,null,null,null,null,94.5,306.87]
[null,306.94,94.6,2735.1,"vapor",null,null,null,null,null,null,null,null,null,94.6,306.94]
[null,307.02,94.7,2735,"vapor",null,null,null,null,null,null,null,null,null,94.7,307.02]
[null,307.10000000000002,94.8,2734.8,"vapor",null,null,null,null,null,null,null,null,null,94.8,307.10000000000002]
[null,307.17,94.9,2734.6,"vapor",null,null,null,null,null,null,null,null,null,94.9,307.17]
[null,307.25,95,2734.4,"vapor",null,null,null,null,null,null,null,null,null,95,307.25]
[null,307.33,95.1,2734.3,"vapor",null,null,null,null,null,null,null,null,null,95.1,307.33]
[null,307.39999999999998,95.2,2734.1,"vapor",null,null,null,null,null,null,null,null,null,95.2,307.39999999999998]
[null,307.48,95.3,2733.9,"vapor",null,null,null,null,null,null,null,null,null,95.3,307.48]
[null,307.55,95.4,2733.7,"vapor",null,null,null,null,null,null,null,null,null,95.4,307.55]
[null,307.63,95.5,2733.6,"vapor",null,null,null,null,null,null,null,null,null,95.5,307.63]
[null,307.70999999999998,95.6,2733.4,"vapor",null,null,null,null,null,null,null,null,null,95.6,307.70999999999998]
[null,307.77999999999997,95.7,2733.2,"vapor",null,null,null,null,null,null,null,null,null,95.7,307.77999999999997]
[null,307.86,95.8,2733,"vapor",null,null,null,null,null,null,null,null,null,95.8,307.86]
[null,307.93,95.9,2732.9,"vapor",null,null,null,null,null,null,null,null,null,95.9,307.93]
[null,308.01,96,2732.7,"vapor",null,null,null,null,null,null,null,null,null,96,308.01]
[null,308.08999999999997,96.1,2732.5,"vapor",null,null,null,null,null,null,null,null,null,96.1,308.08999999999997]
[null,308.16000000000003,96.2,2732.3,"vapor",null,null,null,null,null,null,null,null,null,96.2,308.16000000000003]
[null,308.24,96.3,2732.1,"vapor",null,null,null,null,null,null,null,null,null,96.3,308.24]
[null,308.31,96.4,2732,"vapor",null,null,null,null,null,null,null,null,null,96.4,308.31]
[null,308.39,96.5,2731.8,"vapor",null,null,null,null,null,null,null,null,null,96.5,308.39]
[null,308.45999999999998,96.6,2731.6,"vapor",null,null,null,null,null,null,null,null,null,96.6,308.45999999999998]
[null,308.54000000000002,96.7,2731.4,"vapor",null,null,null,null,null,null,null,null,null,96.7,308.54000000000002]
[null,308.62,96.8,2731.3,"vapor",null,null,null,null,null,null,null,null,null,96.8,308.62]
[null,308.69,96.9,2731.1,"vapor",null,null,null,null,null,null,null,null,null,96.9,308.69]
[null,308.77,97,2730.9,"vapor",null,null,null,null,null,null,null,null,null,97,308.77]
[null,308.83999999999997,97.1,2730.7,"vapor",null,null,null,null,null,null,null,null,null,97.1,308.83999999999997]
[null,308.92,97.2,2730.5,"vapor",null,null,null,null,null,null,null,null,null,97.2,308.92]
[null,308.99,97.3,2730.4,"vapor",null,null,null,null,null,null,null,null,null,97.3,308.99]
[null,309.07,97.4,2730.2,"vapor",null,null,null,null,null,null,null,null,null,97.4,309.07]
[null,309.14,97.5,2730,"vapor",null,null,null,null,null,null,null,null,null,97.5,309.14]
[null,309.22000000000003,97.6,2729.8,"vapor",null,null,null,null,null,null,null,null,null,97.6,309.22000000000003]
[null,309.29000000000002,97.7,2729.7,"vapor",null,null,null,null,null,null,null,null,null,97.7,309.29000000000002]
[null,309.37,97.8,2729.5,"vapor",null,null,null,null,null,null,null,null,null,97.8,309.37]
[null,309.44,97.9,2729.3,"vapor",null,null,null,null,null,null,null,null,null,97.9,309.44]
[null,309.52,98,2729.1,"vapor",null,null,null,null,null,null,null,null,null,98,309.52]
[null,309.58999999999997,98.1,2728.9,"vapor",null,null,null,null,null,null,null,null,null,98.1,309.58999999999997]
[null,309.66000000000003,98.2,2728.8,"vapor",null,null,null,null,null,null,null,null,null,98.2,309.66000000000003]
[null,309.74,98.3,2728.6,"vapor",null,null,null,null,null,null,null,null,null,98.3,309.74]
[null,309.81,98.4,2728.4,"vapor",null,null,null,null,null,null,null,null,null,98.4,309.81]
[null,309.89,98.5,2728.2,"vapor",null,null,null,null,null,null,null,null,null,98.5,309.89]
[null,309.95999999999998,98.6,2728,"vapor",null,null,null,null,null,null,null,null,null,98.6,309.95999999999998]
[null,310.04000000000002,98.7,2727.9,"vapor",null,null,null,null,null,null,null,null,null,98.7,310.04000000000002]
[null,310.11,98.8,2727.7,"vapor",null,null,null,null,null,null,null,null,null,98.8,310.11]
[null,310.19,98.9,2727.5,"vapor",null,null,null,null,null,null,null,null,null,98.9,310.19]
[null,310.26,99,2727.3,"vapor",null,null,null,null,null,null,null,null,null,99,310.26]
[null,310.33,99.1,2727.1,"vapor",null,null,null,null,null,null,null,null,null,99.1,310.33]
[null,310.41000000000003,99.2,2727,"vapor",null,null,null,null,null,null,null,null,null,99.2,310.41000000000003]
[null,310.48,99.3,2726.8,"vapor",null,null,null,null,null,null,null,null,null,99.3,310.48]
[null,310.56,99.4,2726.6,"vapor",null,null,null,null,null,null,null,null,null,99.4,310.56]
[null,310.63,99.5,2726.4,"vapor",null,null,null,null,null,null,null,null,null,99.5,310.63]
[null,310.7,99.6,2726.2,"vapor",null,null,null,null,null,null,null,null,null,99.6,310.7]
[null,310.77999999999997,99.7,2726,"vapor",null,null,null,null,null,null,null,null,null,99.7,310.77999999999997]
[null,310.85000000000002,99.8,2725.9,"vapor",null,null,null,null,null,null,null,null,null,99.8,310.85000000000002]
[null,310.92,99.9,2725.7,"vapor",null,null,null,null,null,null,null,null,null,99.9,310.92]
[null,311,100,2725.5,"vapor",null,null,null,null,null,null,null,null,null,100,311]

{"sheet":"DB2","index":4,"n_rows":1005,"n_cols":16,"rows_kept":1005,"cut":false,"hidden":true,"merged":[]}
[]
[null,"Buhar Fazı Data"]
[]
[]
[null,"Sıcaklık (C)","Basınç (bar)","Enthalpi (kJ/kg)","Faz"]
[null,45.805999999999997,0.1,2583.9,"vapor",null,null,null,null,null,null,null,null,null,0.1,45.805999999999997]
[null,60.058,0.2,2608.9,"vapor",null,null,null,null,null,null,null,null,null,0.2,60.058]
[null,69.094999999999999,0.3,2624.5,"vapor",null,null,null,null,null,null,null,null,null,0.3,69.094999999999999]
[null,75.856999999999999,0.4,2636.1,"vapor",null,"Basınç",{"$f":"#REF!","v":{"$error":"#REF!"}},null,"Sıcaklık",null,null,null,null,0.4,75.856999999999999]
[null,81.316999999999993,0.5,2645.2,"vapor",null,"Entalpi",{"$f":"K15","v":{"$error":"#REF!"}},null,{"$f":"K17","v":{"$error":"#REF!"}},null,null,null,null,0.5,81.316999999999993]
[null,85.926000000000002,0.6,2652.9,"vapor",null,null,null,null,null,null,null,null,null,0.6,85.926000000000002]
[null,89.932000000000002,0.7,2659.4,"vapor",null,"X1","X2","X Fark","X1 'den  X 'e","İnterpolasyon",null,null,null,0.7,89.932000000000002]
[null,93.486000000000004,0.8,2665.2,"vapor",null,{"$f":"VLOOKUP(H9,$C$6:$D$1005,1)","v":{"$error":"#REF!"}},{"$f":"INDEX($C$6:$D$1005,MATCH(G13,$C$6:$C$1005,0)+1,1)","v":{"$error":"#REF!"}},{"$f":"H13-G13","v":{"$error":"#REF!"}},{"$f":"H9-G13","v":{"$error":"#REF!"}},{"$f":"J13/I13+G13","v":{"$error":"#REF!"}},null,null,null,0.8,93.486000000000004]
[null,96.686999999999998,0.9,2670.3,"vapor",null,"Y1","Y2","Y Fark",null,null,null,null,null,0.9,96.686999999999998]
[null,99.605999999999995,1,2674.9,"vapor",null,{"$f":"VLOOKUP(G13,$C$6:$D$1005,2)","v":{"$error":"#REF!"}},{"$f":"VLOOKUP(H13,$C$6:$D$1005,2)","v":{"$error":"#REF!"}},{"$f":"H15-G15","v":{"$error":"#REF!"}},null,{"$f":"J13/I13*I15+G15","v":{"$error":"#REF!"}},null,null,null,1,99.605999999999995]
[null,102.29,1.1000000000000001,2679.2,"vapor",null,"Z1","Z2","Z Fark",null,null,null,null,null,1.1000000000000001,102.29]
[null,104.78,1.2,2683.1,"vapor",null,{"$f":"VLOOKUP(G13,$O$6:$P$1005,2)","v":{"$error":"#REF!"}},{"$f":"VLOOKUP(H13,$O$6:$P$1005,2)","v":{"$error":"#REF!"}},{"$f":"H17-G17","v":{"$error":"#REF!"}},null,{"$f":"J13/I13*I17+G17","v":{"$error":"#REF!"}},null,null,null,1.2,104.78]
[null,107.11,1.3,2686.6,"vapor",null,null,null,null,null,null,null,null,null,1.3,107.11]
[null,109.29,1.4,2690,"vapor",null,null,null,null,null,null,null,null,null,1.4,109.29]
[null,111.35,1.5,2693.1,"vapor",null,null,null,null,null,null,null,null,null,1.5,111.35]
[null,113.3,1.6,2696,"vapor",null,null,null,null,null,null,null,null,null,1.6,113.3]
[null,115.15,1.7,2698.8,"vapor",null,null,null,null,null,null,null,null,null,1.7,115.15]
[null,116.91,1.8,2701.4,"vapor",null,null,null,null,null,null,null,null,null,1.8,116.91]
[null,118.6,1.9,2703.9,"vapor",null,null,null,null,null,null,null,null,null,1.9,118.6]
[null,120.21,2,2706.2,"vapor",null,null,null,null,null,null,null,null,null,2,120.21]
[null,121.76,2.1,2708.5,"vapor",null,null,null,null,null,null,null,null,null,2.1,121.76]
[null,123.25,2.2000000000000002,2710.6,"vapor",null,null,null,null,null,null,null,null,null,2.2000000000000002,123.25]
[null,124.69,2.2999999999999998,2712.7,"vapor",null,null,null,null,null,null,null,null,null,2.2999999999999998,124.69]
[null,126.07,2.4,2714.6,"vapor",null,null,null,null,null,null,null,null,null,2.4,126.07]
[null,127.41,2.5,2716.5,"vapor",null,null,null,null,null,null,null,null,null,2.5,127.41]
[null,128.71,2.6,2718.3,"vapor",null,null,null,null,null,null,null,null,null,2.6,128.71]
[null,129.97,2.7,2720,"vapor",null,null,null,null,null,null,null,null,null,2.7,129.97]
[null,131.19,2.8,2721.7,"vapor",null,null,null,null,null,null,null,null,null,2.8,131.19]
[null,132.37,2.9,2723.3,"vapor",null,null,null,null,null,null,null,null,null,2.9,132.37]
[null,133.52000000000001,3,2724.9,"vapor",null,null,null,null,null,null,null,null,null,3,133.52000000000001]
[null,134.63999999999999,3.1,2726.4,"vapor",null,null,null,null,null,null,null,null,null,3.1,134.63999999999999]
[null,135.74,3.2,2727.8,"vapor",null,null,null,null,null,null,null,null,null,3.2,135.74]
[null,136.80000000000001,3.3,2729.3,"vapor",null,null,null,null,null,null,null,null,null,3.3,136.80000000000001]
[null,137.84,3.4,2730.6,"vapor",null,null,null,null,null,null,null,null,null,3.4,137.84]
[null,138.86000000000001,3.5,2732,"vapor",null,null,null,null,null,null,null,null,null,3.5,138.86000000000001]
[null,139.85,3.6,2733.2,"vapor",null,null,null,null,null,null,null,null,null,3.6,139.85]
[null,140.82,3.7,2734.5,"vapor",null,null,null,null,null,null,null,null,null,3.7,140.82]
[null,141.77000000000001,3.8,2735.7,"vapor",null,null,null,null,null,null,null,null,null,3.8,141.77000000000001]
[null,142.69999999999999,3.9,2736.9,"vapor",null,null,null,null,null,null,null,null,null,3.9,142.69999999999999]
[null,143.61000000000001,4,2738.1,"vapor",null,null,null,null,null,null,null,null,null,4,143.61000000000001]
[null,144.5,4.0999999999999996,2739.2,"vapor",null,null,null,null,null,null,null,null,null,4.0999999999999996,144.5]
[null,145.38,4.2,2740.3,"vapor",null,null,null,null,null,null,null,null,null,4.2,145.38]
[null,146.22999999999999,4.3,2741.3,"vapor",null,null,null,null,null,null,null,null,null,4.3,146.22999999999999]
[null,147.08000000000001,4.4000000000000004,2742.4,"vapor",null,null,null,null,null,null,null,null,null,4.4000000000000004,147.08000000000001]
[null,147.9,4.5,2743.4,"vapor",null,null,null,null,null,null,null,null,null,4.5,147.9]
[null,148.72,4.5999999999999996,2744.4,"vapor",null,null,null,null,null,null,null,null,null,4.5999999999999996,148.72]
[null,149.51,4.7,2745.3,"vapor",null,null,null,null,null,null,null,null,null,4.7,149.51]
[null,150.30000000000001,4.8,2746.3,"vapor",null,null,null,null,null,null,null,null,null,4.8,150.30000000000001]
[null,151.07,4.9000000000000004,2747.2,"vapor",null,null,null,null,null,null,null,null,null,4.9000000000000004,151.07]
[null,151.83000000000001,5,2748.1,"vapor",null,null,null,null,null,null,null,null,null,5,151.83000000000001]
[null,152.58000000000001,5.0999999999999996,2749,"vapor",null,null,null,null,null,null,null,null,null,5.0999999999999996,152.58000000000001]
[null,153.31,5.2,2749.9,"vapor",null,null,null,null,null,null,null,null,null,5.2,153.31]
[null,154.04,5.3,2750.7,"vapor",null,null,null,null,null,null,null,null,null,5.3,154.04]
[null,154.75,5.4,2751.5,"vapor",null,null,null,null,null,null,null,null,null,5.4,154.75]
[null,155.46,5.5,2752.3,"vapor",null,null,null,null,null,null,null,null,null,5.5,155.46]
[null,156.15,5.6,2753.1,"vapor",null,null,null,null,null,null,null,null,null,5.6,156.15]
[null,156.83000000000001,5.7,2753.9,"vapor",null,null,null,null,null,null,null,null,null,5.7,156.83000000000001]
[null,157.51,5.8,2754.7,"vapor",null,null,null,null,null,null,null,null,null,5.8,157.51]
[null,158.16999999999999,5.9,2755.4,"vapor",null,null,null,null,null,null,null,null,null,5.9,158.16999999999999]
[null,158.83000000000001,6,2756.1,"vapor",null,null,null,null,null,null,null,null,null,6,158.83000000000001]
[null,159.47,6.1,2756.9,"vapor",null,null,null,null,null,null,null,null,null,6.1,159.47]
[null,160.11000000000001,6.2,2757.6,"vapor",null,null,null,null,null,null,null,null,null,6.2,160.11000000000001]
[null,160.74,6.3,2758.3,"vapor",null,null,null,null,null,null,null,null,null,6.3,160.74]
[null,161.37,6.4,2758.9,"vapor",null,null,null,null,null,null,null,null,null,6.4,161.37]
[null,161.97999999999999,6.5,2759.6,"vapor",null,null,null,null,null,null,null,null,null,6.5,161.97999999999999]
[null,162.59,6.6,2760.3,"vapor",null,null,null,null,null,null,null,null,null,6.6,162.59]
[null,163.19,6.7,2760.9,"vapor",null,null,null,null,null,null,null,null,null,6.7,163.19]
[null,163.78,6.8,2761.5,"vapor",null,null,null,null,null,null,null,null,null,6.8,163.78]
[null,164.37,6.9,2762.1,"vapor",null,null,null,null,null,null,null,null,null,6.9,164.37]
[null,164.95,7,2762.8,"vapor",null,null,null,null,null,null,null,null,null,7,164.95]
[null,165.52,7.1,2763.4,"vapor",null,null,null,null,null,null,null,null,null,7.1,165.52]
[null,166.09,7.2,2763.9,"vapor",null,null,null,null,null,null,null,null,null,7.2,166.09]
[null,166.65,7.3,2764.5,"vapor",null,null,null,null,null,null,null,null,null,7.3,166.65]
[null,167.2,7.4,2765.1,"vapor",null,null,null,null,null,null,null,null,null,7.4,167.2]
[null,167.75,7.5,2765.6,"vapor",null,null,null,null,null,null,null,null,null,7.5,167.75]
[null,168.29,7.6,2766.2,"vapor",null,null,null,null,null,null,null,null,null,7.6,168.29]
[null,168.83,7.7,2766.7,"vapor",null,null,null,null,null,null,null,null,null,7.7,168.83]
[null,169.36,7.8,2767.3,"vapor",null,null,null,null,null,null,null,null,null,7.8,169.36]
[null,169.89,7.9,2767.8,"vapor",null,null,null,null,null,null,null,null,null,7.9,169.89]
[null,170.41,8,2768.3,"vapor",null,null,null,null,null,null,null,null,null,8,170.41]
[null,170.92,8.1,2768.8,"vapor",null,null,null,null,null,null,null,null,null,8.1,170.92]
[null,171.43,8.1999999999999993,2769.3,"vapor",null,null,null,null,null,null,null,null,null,8.1999999999999993,171.43]
[null,171.94,8.3000000000000007,2769.8,"vapor",null,null,null,null,null,null,null,null,null,8.3000000000000007,171.94]
[null,172.44,8.4,2770.3,"vapor",null,null,null,null,null,null,null,null,null,8.4,172.44]
[null,172.94,8.5,2770.8,"vapor",null,null,null,null,null,null,null,null,null,8.5,172.94]
[null,173.43,8.6,2771.2,"vapor",null,null,null,null,null,null,null,null,null,8.6,173.43]
[null,173.91,8.6999999999999993,2771.7,"vapor",null,null,null,null,null,null,null,null,null,8.6999999999999993,173.91]
[null,174.4,8.8000000000000007,2772.1,"vapor",null,null,null,null,null,null,null,null,null,8.8000000000000007,174.4]
[null,174.88,8.9,2772.6,"vapor",null,null,null,null,null,null,null,null,null,8.9,174.88]
[null,175.35,9,2773,"vapor",null,null,null,null,null,null,null,null,null,9,175.35]
[null,175.82,9.1,2773.5,"vapor",null,null,null,null,null,null,null,null,null,9.1,175.82]
[null,176.29,9.1999999999999993,2773.9,"vapor",null,null,null,null,null,null,null,null,null,9.1999999999999993,176.29]
[null,176.75,9.3000000000000007,2774.3,"vapor",null,null,null,null,null,null,null,null,null,9.3000000000000007,176.75]
[null,177.21,9.4,2774.7,"vapor",null,null,null,null,null,null,null,null,null,9.4,177.21]
[null,177.66,9.5,2775.1,"vapor",null,null,null,null,null,null,null,null,null,9.5,177.66]
[null,178.11,9.6,2775.5,"vapor",null,null,null,null,null,null,null,null,null,9.6,178.11]
[null,178.56,9.6999999999999993,2775.9,"vapor",null,null,null,null,null,null,null,null,null,9.6999999999999993,178.56]
[null,179,9.8000000000000007,2776.3,"vapor",null,null,null,null,null,null,null,null,null,9.8000000000000007,179]
[null,179.44,9.9,2776.7,"vapor",null,null,null,null,null,null,null,null,null,9.9,179.44]
[null,179.88,10,2777.1,"vapor",null,null,null,null,null,null,null,null,null,10,179.88]
[null,180.31,10.1,2777.5,"vapor",null,null,null,null,null,null,null,null,null,10.1,180.31]
[null,180.74,10.199999999999999,2777.9,"vapor",null,null,null,null,null,null,null,null,null,10.199999999999999,180.74]
[null,181.17,10.3,2778.2,"vapor",null,null,null,null,null,null,null,null,null,10.3,181.17]
[null,181.59,10.4,2778.6,"vapor",null,null,null,null,null,null,null,null,null,10.4,181.59]
[null,182.01,10.5,2778.9,"vapor",null,null,null,null,null,null,null,null,null,10.5,182.01]
[null,182.43,10.6,2779.3,"vapor",null,null,null,null,null,null,null,null,null,10.6,182.43]
[null,182.84,10.7,2779.6,"vapor",null,null,null,null,null,null,null,null,null,10.7,182.84]
[null,183.25,10.8,2780,"vapor",null,null,null,null,null,null,null,null,null,10.8,183.25]
[null,183.66,10.9,2780.3,"vapor",null,null,null,null,null,null,null,null,null,10.9,183.66]
[null,184.06,11,2780.6,"vapor",null,null,null,null,null,null,null,null,null,11,184.06]
[null,184.46,11.1,2781,"vapor",null,null,null,null,null,null,null,null,null,11.1,184.46]
[null,184.86,11.2,2781.3,"vapor",null,null,null,null,null,null,null,null,null,11.2,184.86]
[null,185.26,11.3,2781.6,"vapor",null,null,null,null,null,null,null,null,null,11.3,185.26]
[null,185.65,11.4,2781.9,"vapor",null,null,null,null,null,null,null,null,null,11.4,185.65]
[null,186.04,11.5,2782.2,"vapor",null,null,null,null,null,null,null,null,null,11.5,186.04]
[null,186.43,11.6,2782.6,"vapor",null,null,null,null,null,null,null,null,null,11.6,186.43]
[null,186.82,11.7,2782.9,"vapor",null,null,null,null,null,null,null,null,null,11.7,186.82]
[null,187.2,11.8,2783.2,"vapor",null,null,null,null,null,null,null,null,null,11.8,187.2]
[null,187.58,11.9,2783.5,"vapor",null,null,null,null,null,null,null,null,null,11.9,187.58]
[null,187.96,12,2783.7,"vapor",null,null,null,null,null,null,null,null,null,12,187.96]
[null,188.33,12.1,2784,"vapor",null,null,null,null,null,null,null,null,null,12.1,188.33]
[null,188.7,12.2,2784.3,"vapor",null,null,null,null,null,null,null,null,null,12.2,188.7]
[null,189.08,12.3,2784.6,"vapor",null,null,null,null,null,null,null,null,null,12.3,189.08]
[null,189.44,12.4,2784.9,"vapor",null,null,null,null,null,null,null,null,null,12.4,189.44]
[null,189.81,12.5,2785.1,"vapor",null,null,null,null,null,null,null,null,null,12.5,189.81]
[null,190.17,12.6,2785.4,"vapor",null,null,null,null,null,null,null,null,null,12.6,190.17]
[null,190.53,12.7,2785.7,"vapor",null,null,null,null,null,null,null,null,null,12.7,190.53]
[null,190.89,12.8,2785.9,"vapor",null,null,null,null,null,null,null,null,null,12.8,190.89]
[null,191.25,12.9,2786.2,"vapor",null,null,null,null,null,null,null,null,null,12.9,191.25]
[null,191.6,13,2786.5,"vapor",null,null,null,null,null,null,null,null,null,13,191.6]
[null,191.96,13.1,2786.7,"vapor",null,null,null,null,null,null,null,null,null,13.1,191.96]
[null,192.31,13.2,2787,"vapor",null,null,null,null,null,null,null,null,null,13.2,192.31]
[null,192.66,13.3,2787.2,"vapor",null,null,null,null,null,null,null,null,null,13.3,192.66]
[null,193,13.4,2787.4,"vapor",null,null,null,null,null,null,null,null,null,13.4,193]
[null,193.35,13.5,2787.7,"vapor",null,null,null,null,null,null,null,null,null,13.5,193.35]
[null,193.69,13.6,2787.9,"vapor",null,null,null,null,null,null,null,null,null,13.6,193.69]
[null,194.03,13.7,2788.2,"vapor",null,null,null,null,null,null,null,null,null,13.7,194.03]
[null,194.37,13.8,2788.4,"vapor",null,null,null,null,null,null,null,null,null,13.8,194.37]
[null,194.7,13.9,2788.6,"vapor",null,null,null,null,null,null,null,null,null,13.9,194.7]
[null,195.04,14,2788.8,"vapor",null,null,null,null,null,null,null,null,null,14,195.04]
[null,195.37,14.1,2789.1,"vapor",null,null,null,null,null,null,null,null,null,14.1,195.37]
[null,195.7,14.2,2789.3,"vapor",null,null,null,null,null,null,null,null,null,14.2,195.7]
[null,196.03,14.3,2789.5,"vapor",null,null,null,null,null,null,null,null,null,14.3,196.03]
[null,196.36,14.4,2789.7,"vapor",null,null,null,null,null,null,null,null,null,14.4,196.36]
[null,196.69,14.5,2789.9,"vapor",null,null,null,null,null,null,null,null,null,14.5,196.69]
[null,197.01,14.6,2790.1,"vapor",null,null,null,null,null,null,null,null,null,14.6,197.01]
[null,197.33,14.7,2790.4,"vapor",null,null,null,null,null,null,null,null,null,14.7,197.33]
[null,197.65,14.8,2790.6,"vapor",null,null,null,null,null,null,null,null,null,14.8,197.65]
[null,197.97,14.9,2790.8,"vapor",null,null,null,null,null,null,null,null,null,14.9,197.97]
[null,198.29,15,2791,"vapor",null,null,null,null,null,null,null,null,null,15,198.29]
[null,198.6,15.1,2791.2,"vapor",null,null,null,null,null,null,null,null,null,15.1,198.6]
[null,198.92,15.2,2791.3,"vapor",null,null,null,null,null,null,null,null,null,15.2,198.92]
[null,199.23,15.3,2791.5,"vapor",null,null,null,null,null,null,null,null,null,15.3,199.23]
[null,199.54,15.4,2791.7,"vapor",null,null,null,null,null,null,null,null,null,15.4,199.54]
[null,199.85,15.5,2791.9,"vapor",null,null,null,null,null,null,null,null,null,15.5,199.85]
[null,200.16,15.6,2792.1,"vapor",null,null,null,null,null,null,null,null,null,15.6,200.16]
[null,200.46,15.7,2792.3,"vapor",null,null,null,null,null,null,null,null,null,15.7,200.46]
[null,200.77,15.8,2792.5,"vapor",null,null,null,null,null,null,null,null,null,15.8,200.77]
[null,201.07,15.9,2792.6,"vapor",null,null,null,null,null,null,null,null,null,15.9,201.07]
[null,201.37,16,2792.8,"vapor",null,null,null,null,null,null,null,null,null,16,201.37]
[null,201.67,16.100000000000001,2793,"vapor",null,null,null,null,null,null,null,null,null,16.100000000000001,201.67]
[null,201.97,16.2,2793.2,"vapor",null,null,null,null,null,null,null,null,null,16.2,201.97]
[null,202.27,16.3,2793.3,"vapor",null,null,null,null,null,null,null,null,null,16.3,202.27]
[null,202.56,16.399999999999999,2793.5,"vapor",null,null,null,null,null,null,null,null,null,16.399999999999999,202.56]
[null,202.86,16.5,2793.7,"vapor",null,null,null,null,null,null,null,null,null,16.5,202.86]
[null,203.15,16.600000000000001,2793.8,"vapor",null,null,null,null,null,null,null,null,null,16.600000000000001,203.15]
[null,203.44,16.7,2794,"vapor",null,null,null,null,null,null,null,null,null,16.7,203.44]
[null,203.73,16.8,2794.1,"vapor",null,null,null,null,null,null,null,null,null,16.8,203.73]
[null,204.02,16.899999999999999,2794.3,"vapor",null,null,null,null,null,null,null,null,null,16.899999999999999,204.02]
[null,204.31,17,2794.5,"vapor",null,null,null,null,null,null,null,null,null,17,204.31]
[null,204.59,17.100000000000001,2794.6,"vapor",null,null,null,null,null,null,null,null,null,17.100000000000001,204.59]
[null,204.88,17.2,2794.8,"vapor",null,null,null,null,null,null,null,null,null,17.2,204.88]
[null,205.16,17.3,2794.9,"vapor",null,null,null,null,null,null,null,null,null,17.3,205.16]
[null,205.44,17.399999999999999,2795.1,"vapor",null,null,null,null,null,null,null,null,null,17.399999999999999,205.44]
[null,205.73,17.5,2795.2,"vapor",null,null,null,null,null,null,null,null,null,17.5,205.73]
[null,206,17.600000000000001,2795.4,"vapor",null,null,null,null,null,null,null,null,null,17.600000000000001,206]
[null,206.28,17.7,2795.5,"vapor",null,null,null,null,null,null,null,null,null,17.7,206.28]
[null,206.56,17.8,2795.6,"vapor",null,null,null,null,null,null,null,null,null,17.8,206.56]
[null,206.84,17.899999999999999,2795.8,"vapor",null,null,null,null,null,null,null,null,null,17.899999999999999,206.84]
[null,207.11,18,2795.9,"vapor",null,null,null,null,null,null,null,null,null,18,207.11]
[null,207.39,18.100000000000001,2796,"vapor",null,null,null,null,null,null,null,null,null,18.100000000000001,207.39]
[null,207.66,18.2,2796.2,"vapor",null,null,null,null,null,null,null,null,null,18.2,207.66]
[null,207.93,18.3,2796.3,"vapor",null,null,null,null,null,null,null,null,null,18.3,207.93]
[null,208.2,18.399999999999999,2796.4,"vapor",null,null,null,null,null,null,null,null,null,18.399999999999999,208.2]
[null,208.47,18.5,2796.6,"vapor",null,null,null,null,null,null,null,null,null,18.5,208.47]
[null,208.74,18.600000000000001,2796.7,"vapor",null,null,null,null,null,null,null,null,null,18.600000000000001,208.74]
[null,209,18.7,2796.8,"vapor",null,null,null,null,null,null,null,null,null,18.7,209]
[null,209.27,18.8,2796.9,"vapor",null,null,null,null,null,null,null,null,null,18.8,209.27]
[null,209.53,18.899999999999999,2797.1,"vapor",null,null,null,null,null,null,null,null,null,18.899999999999999,209.53]
[null,209.8,19,2797.2,"vapor",null,null,null,null,null,null,null,null,null,19,209.8]
[null,210.06,19.100000000000001,2797.3,"vapor",null,null,null,null,null,null,null,null,null,19.100000000000001,210.06]
[null,210.32,19.2,2797.4,"vapor",null,null,null,null,null,null,null,null,null,19.2,210.32]
[null,210.58,19.3,2797.5,"vapor",null,null,null,null,null,null,null,null,null,19.3,210.58]
[null,210.84,19.399999999999999,2797.6,"vapor",null,null,null,null,null,null,null,null,null,19.399999999999999,210.84]
[null,211.1,19.5,2797.8,"vapor",null,null,null,null,null,null,null,null,null,19.5,211.1]
[null,211.36,19.600000000000001,2797.9,"vapor",null,null,null,null,null,null,null,null,null,19.600000000000001,211.36]
[null,211.61,19.7,2798,"vapor",null,null,null,null,null,null,null,null,null,19.7,211.61]
[null,211.87,19.8,2798.1,"vapor",null,null,null,null,null,null,null,null,null,19.8,211.87]
[null,212.12,19.899999999999999,2798.2,"vapor",null,null,null,null,null,null,null,null,null,19.899999999999999,212.12]
[null,212.38,20,2798.3,"vapor",null,null,null,null,null,null,null,null,null,20,212.38]
[null,212.63,20.100000000000001,2798.4,"vapor",null,null,null,null,null,null,null,null,null,20.100000000000001,212.63]
[null,212.88,20.2,2798.5,"vapor",null,null,null,null,null,null,null,null,null,20.2,212.88]
[null,213.13,20.3,2798.6,"vapor",null,null,null,null,null,null,null,null,null,20.3,213.13]
[null,213.38,20.399999999999999,2798.7,"vapor",null,null,null,null,null,null,null,null,null,20.399999999999999,213.38]
[null,213.63,20.5,2798.8,"vapor",null,null,null,null,null,null,null,null,null,20.5,213.63]
[null,213.88,20.6,2798.9,"vapor",null,null,null,null,null,null,null,null,null,20.6,213.88]
[null,214.12,20.7,2799,"vapor",null,null,null,null,null,null,null,null,null,20.7,214.12]
[null,214.37,20.8,2799.1,"vapor",null,null,null,null,null,null,null,null,null,20.8,214.37]
[null,214.61,20.9,2799.2,"vapor",null,null,null,null,null,null,null,null,null,20.9,214.61]
[null,214.86,21,2799.3,"vapor",null,null,null,null,null,null,null,null,null,21,214.86]
[null,215.1,21.1,2799.4,"vapor",null,null,null,null,null,null,null,null,null,21.1,215.1]
[null,215.34,21.2,2799.4,"vapor",null,null,null,null,null,null,null,null,null,21.2,215.34]
[null,215.58,21.3,2799.5,"vapor",null,null,null,null,null,null,null,null,null,21.3,215.58]
[null,215.82,21.4,2799.6,"vapor",null,null,null,null,null,null,null,null,null,21.4,215.82]
[null,216.06,21.5,2799.7,"vapor",null,null,null,null,null,null,null,null,null,21.5,216.06]
[null,216.3,21.6,2799.8,"vapor",null,null,null,null,null,null,null,null,null,21.6,216.3]
[null,216.54,21.7,2799.9,"vapor",null,null,null,null,null,null,null,null,null,21.7,216.54]
[null,216.78,21.8,2799.9,"vapor",null,null,null,null,null,null,null,null,null,21.8,216.78]
[null,217.01,21.9,2800,"vapor",null,null,null,null,null,null,null,null,null,21.9,217.01]
[null,217.25,22,2800.1,"vapor",null,null,null,null,null,null,null,null,null,22,217.25]
[null,217.48,22.1,2800.2,"vapor",null,null,null,null,null,null,null,null,null,22.1,217.48]
[null,217.72,22.2,2800.3,"vapor",null,null,null,null,null,null,null,null,null,22.2,217.72]
[null,217.95,22.3,2800.3,"vapor",null,null,null,null,null,null,null,null,null,22.3,217.95]
[null,218.18,22.4,2800.4,"vapor",null,null,null,null,null,null,null,null,null,22.4,218.18]
[null,218.41,22.5,2800.5,"vapor",null,null,null,null,null,null,null,null,null,22.5,218.41]
[null,218.64,22.6,2800.5,"vapor",null,null,null,null,null,null,null,null,null,22.6,218.64]
[null,218.87,22.7,2800.6,"vapor",null,null,null,null,null,null,null,null,null,22.7,218.87]
[null,219.1,22.8,2800.7,"vapor",null,null,null,null,null,null,null,null,null,22.8,219.1]
[null,219.33,22.9,2800.8,"vapor",null,null,null,null,null,null,null,null,null,22.9,219.33]
[null,219.56,23,2800.8,"vapor",null,null,null,null,null,null,null,null,null,23,219.56]
[null,219.78,23.1,2800.9,"vapor",null,null,null,null,null,null,null,null,null,23.1,219.78]
[null,220.01,23.2,2800.9,"vapor",null,null,null,null,null,null,null,null,null,23.2,220.01]
[null,220.23,23.3,2801,"vapor",null,null,null,null,null,null,null,null,null,23.3,220.23]
[null,220.46,23.4,2801.1,"vapor",null,null,null,null,null,null,null,null,null,23.4,220.46]
[null,220.68,23.5,2801.1,"vapor",null,null,null,null,null,null,null,null,null,23.5,220.68]
[null,220.9,23.6,2801.2,"vapor",null,null,null,null,null,null,null,null,null,23.6,220.9]
[null,221.13,23.7,2801.3,"vapor",null,null,null,null,null,null,null,null,null,23.7,221.13]
[null,221.35,23.8,2801.3,"vapor",null,null,null,null,null,null,null,null,null,23.8,221.35]
[null,221.57,23.9,2801.4,"vapor",null,null,null,null,null,null,null,null,null,23.9,221.57]
[null,221.79,24,2801.4,"vapor",null,null,null,null,null,null,null,null,null,24,221.79]
[null,222.01,24.1,2801.5,"vapor",null,null,null,null,null,null,null,null,null,24.1,222.01]
[null,222.23,24.2,2801.5,"vapor",null,null,null,null,null,null,null,null,null,24.2,222.23]
[null,222.44,24.3,2801.6,"vapor",null,null,null,null,null,null,null,null,null,24.3,222.44]
[null,222.66,24.4,2801.6,"vapor",null,null,null,null,null,null,null,null,null,24.4,222.66]
[null,222.88,24.5,2801.7,"vapor",null,null,null,null,null,null,null,null,null,24.5,222.88]
[null,223.09,24.6,2801.7,"vapor",null,null,null,null,null,null,null,null,null,24.6,223.09]
[null,223.31,24.7,2801.8,"vapor",null,null,null,null,null,null,null,null,null,24.7,223.31]
[null,223.52,24.8,2801.8,"vapor",null,null,null,null,null,null,null,null,null,24.8,223.52]
[null,223.74,24.9,2801.9,"vapor",null,null,null,null,null,null,null,null,null,24.9,223.74]
[null,223.95,25,2801.9,"vapor",null,null,null,null,null,null,null,null,null,25,223.95]
[null,224.16,25.1,2802,"vapor",null,null,null,null,null,null,null,null,null,25.1,224.16]
[null,224.37,25.2,2802,"vapor",null,null,null,null,null,null,null,null,null,25.2,224.37]
[null,224.59,25.3,2802.1,"vapor",null,null,null,null,null,null,null,null,null,25.3,224.59]
[null,224.8,25.4,2802.1,"vapor",null,null,null,null,null,null,null,null,null,25.4,224.8]
[null,225.01,25.5,2802.1,"vapor",null,null,null,null,null,null,null,null,null,25.5,225.01]
[null,225.21,25.6,2802.2,"vapor",null,null,null,null,null,null,null,null,null,25.6,225.21]
[null,225.42,25.7,2802.2,"vapor",null,null,null,null,null,null,null,null,null,25.7,225.42]
[null,225.63,25.8,2802.3,"vapor",null,null,null,null,null,null,null,null,null,25.8,225.63]
[null,225.84,25.9,2802.3,"vapor",null,null,null,null,null,null,null,null,null,25.9,225.84]
[null,226.05,26,2802.3,"vapor",null,null,null,null,null,null,null,null,null,26,226.05]
[null,226.25,26.1,2802.4,"vapor",null,null,null,null,null,null,null,null,null,26.1,226.25]
[null,226.46,26.2,2802.4,"vapor",null,null,null,null,null,null,null,null,null,26.2,226.46]
[null,226.66,26.3,2802.4,"vapor",null,null,null,null,null,null,null,null,null,26.3,226.66]
[null,226.87,26.4,2802.5,"vapor",null,null,null,null,null,null,null,null,null,26.4,226.87]
[null,227.07,26.5,2802.5,"vapor",null,null,null,null,null,null,null,null,null,26.5,227.07]
[null,227.27,26.6,2802.5,"vapor",null,null,null,null,null,null,null,null,null,26.6,227.27]
[null,227.48,26.7,2802.6,"vapor",null,null,null,null,null,null,null,null,null,26.7,227.48]
[null,227.68,26.8,2802.6,"vapor",null,null,null,null,null,null,null,null,null,26.8,227.68]
[null,227.88,26.9,2802.6,"vapor",null,null,null,null,null,null,null,null,null,26.9,227.88]
[null,228.08,27,2802.7,"vapor",null,null,null,null,null,null,null,null,null,27,228.08]
[null,228.28,27.1,2802.7,"vapor",null,null,null,null,null,null,null,null,null,27.1,228.28]
[null,228.48,27.2,2802.7,"vapor",null,null,null,null,null,null,null,null,null,27.2,228.48]
[null,228.68,27.3,2802.7,"vapor",null,null,null,null,null,null,null,null,null,27.3,228.68]
[null,228.88,27.4,2802.8,"vapor",null,null,null,null,null,null,null,null,null,27.4,228.88]
[null,229.08,27.5,2802.8,"vapor",null,null,null,null,null,null,null,null,null,27.5,229.08]
[null,229.27,27.6,2802.8,"vapor",null,null,null,null,null,null,null,null,null,27.6,229.27]
[null,229.47,27.7,2802.8,"vapor",null,null,null,null,null,null,null,null,null,27.7,229.47]
[null,229.67,27.8,2802.9,"vapor",null,null,null,null,null,null,null,null,null,27.8,229.67]
[null,229.86,27.9,2802.9,"vapor",null,null,null,null,null,null,null,null,null,27.9,229.86]
[null,230.06,28,2802.9,"vapor",null,null,null,null,null,null,null,null,null,28,230.06]
[null,230.25,28.1,2802.9,"vapor",null,null,null,null,null,null,null,null,null,28.1,230.25]
[null,230.45,28.2,2802.9,"vapor",null,null,null,null,null,null,null,null,null,28.2,230.45]
[null,230.64,28.3,2803,"vapor",null,null,null,null,null,null,null,null,null,28.3,230.64]
[null,230.83,28.4,2803,"vapor",null,null,null,null,null,null,null,null,null,28.4,230.83]
[null,231.02,28.5,2803,"vapor",null,null,null,null,null,null,null,null,null,28.5,231.02]
[null,231.22,28.6,2803,"vapor",null,null,null,null,null,null,null,null,null,28.6,231.22]
[null,231.41,28.7,2803,"vapor",null,null,null,null,null,null,null,null,null,28.7,231.41]
[null,231.6,28.8,2803,"vapor",null,null,null,null,null,null,null,null,null,28.8,231.6]
[null,231.79,28.9,2803.1,"vapor",null,null,null,null,null,null,null,null,null,28.9,231.79]
[null,231.98,29,2803.1,"vapor",null,null,null,null,null,null,null,null,null,29,231.98]
[null,232.17,29.1,2803.1,"vapor",null,null,null,null,null,null,null,null,null,29.1,232.17]
[null,232.36,29.2,2803.1,"vapor",null,null,null,null,null,null,null,null,null,29.2,232.36]
[null,232.55,29.3,2803.1,"vapor",null,null,null,null,null,null,null,null,null,29.3,232.55]
[null,232.74,29.4,2803.1,"vapor",null,null,null,null,null,null,null,null,null,29.4,232.74]
[null,232.92,29.5,2803.1,"vapor",null,null,null,null,null,null,null,null,null,29.5,232.92]
[null,233.11,29.6,2803.1,"vapor",null,null,null,null,null,null,null,null,null,29.6,233.11]
[null,233.3,29.7,2803.1,"vapor",null,null,null,null,null,null,null,null,null,29.7,233.3]
[null,233.48,29.8,2803.1,"vapor",null,null,null,null,null,null,null,null,null,29.8,233.48]
[null,233.67,29.9,2803.1,"vapor",null,null,null,null,null,null,null,null,null,29.9,233.67]
[null,233.85,30,2803.2,"vapor",null,null,null,null,null,null,null,null,null,30,233.85]
[null,234.04,30.1,2803.2,"vapor",null,null,null,null,null,null,null,null,null,30.1,234.04]
[null,234.22,30.2,2803.2,"vapor",null,null,null,null,null,null,null,null,null,30.2,234.22]
[null,234.41,30.3,2803.2,"vapor",null,null,null,null,null,null,null,null,null,30.3,234.41]
[null,234.59,30.4,2803.2,"vapor",null,null,null,null,null,null,null,null,null,30.4,234.59]
[null,234.77,30.5,2803.2,"vapor",null,null,null,null,null,null,null,null,null,30.5,234.77]
[null,234.95,30.6,2803.2,"vapor",null,null,null,null,null,null,null,null,null,30.6,234.95]
[null,235.14,30.7,2803.2,"vapor",null,null,null,null,null,null,null,null,null,30.7,235.14]
[null,235.32,30.8,2803.2,"vapor",null,null,null,null,null,null,null,null,null,30.8,235.32]
[null,235.5,30.9,2803.2,"vapor",null,null,null,null,null,null,null,null,null,30.9,235.5]
[null,235.68,31,2803.2,"vapor",null,null,null,null,null,null,null,null,null,31,235.68]
[null,235.86,31.1,2803.2,"vapor",null,null,null,null,null,null,null,null,null,31.1,235.86]
[null,236.04,31.2,2803.2,"vapor",null,null,null,null,null,null,null,null,null,31.2,236.04]
[null,236.22,31.3,2803.2,"vapor",null,null,null,null,null,null,null,null,null,31.3,236.22]
[null,236.4,31.4,2803.2,"vapor",null,null,null,null,null,null,null,null,null,31.4,236.4]
[null,236.57,31.5,2803.2,"vapor",null,null,null,null,null,null,null,null,null,31.5,236.57]
[null,236.75,31.6,2803.2,"vapor",null,null,null,null,null,null,null,null,null,31.6,236.75]
[null,236.93,31.7,2803.1,"vapor",null,null,null,null,null,null,null,null,null,31.7,236.93]
[null,237.11,31.8,2803.1,"vapor",null,null,null,null,null,null,null,null,null,31.8,237.11]
[null,237.28,31.9,2803.1,"vapor",null,null,null,null,null,null,null,null,null,31.9,237.28]
[null,237.46,32,2803.1,"vapor",null,null,null,null,null,null,null,null,null,32,237.46]
[null,237.64,32.1,2803.1,"vapor",null,null,null,null,null,null,null,null,null,32.1,237.64]
[null,237.81,32.200000000000003,2803.1,"vapor",null,null,null,null,null,null,null,null,null,32.200000000000003,237.81]
[null,237.99,32.299999999999997,2803.1,"vapor",null,null,null,null,null,null,null,null,null,32.299999999999997,237.99]
[null,238.16,32.4,2803.1,"vapor",null,null,null,null,null,null,null,null,null,32.4,238.16]
[null,238.33,32.5,2803.1,"vapor",null,null,null,null,null,null,null,null,null,32.5,238.33]
[null,238.51,32.6,2803.1,"vapor",null,null,null,null,null,null,null,null,null,32.6,238.51]
[null,238.68,32.700000000000003,2803.1,"vapor",null,null,null,null,null,null,null,null,null,32.700000000000003,238.68]
[null,238.85,32.799999999999997,2803.1,"vapor",null,null,null,null,null,null,null,null,null,32.799999999999997,238.85]
[null,239.03,32.9,2803,"vapor",null,null,null,null,null,null,null,null,null,32.9,239.03]
[null,239.2,33,2803,"vapor",null,null,null,null,null,null,null,null,null,33,239.2]
[null,239.37,33.1,2803,"vapor",null,null,null,null,null,null,null,null,null,33.1,239.37]
[null,239.54,33.200000000000003,2803,"vapor",null,null,null,null,null,null,null,null,null,33.200000000000003,239.54]
[null,239.71,33.299999999999997,2803,"vapor",null,null,null,null,null,null,null,null,null,33.299999999999997,239.71]
[null,239.88,33.4,2803,"vapor",null,null,null,null,null,null,null,null,null,33.4,239.88]
[null,240.05,33.5,2803,"vapor",null,null,null,null,null,null,null,null,null,33.5,240.05]
[null,240.22,33.6,2802.9,"vapor",null,null,null,null,null,null,null,null,null,33.6,240.22]
[null,240.39,33.700000000000003,2802.9,"vapor",null,null,null,null,null,null,null,null,null,33.700000000000003,240.39]
[null,240.56,33.799999999999997,2802.9,"vapor",null,null,null,null,null,null,null,null,null,33.799999999999997,240.56]
[null,240.73,33.9,2802.9,"vapor",null,null,null,null,null,null,null,null,null,33.9,240.73]
[null,240.9,34,2802.9,"vapor",null,null,null,null,null,null,null,null,null,34,240.9]
[null,241.06,34.1,2802.8,"vapor",null,null,null,null,null,null,null,null,null,34.1,241.06]
[null,241.23,34.200000000000003,2802.8,"vapor",null,null,null,null,null,null,null,null,null,34.200000000000003,241.23]
[null,241.4,34.299999999999997,2802.8,"vapor",null,null,null,null,null,null,null,null,null,34.299999999999997,241.4]
[null,241.57,34.4,2802.8,"vapor",null,null,null,null,null,null,null,null,null,34.4,241.57]
[null,241.73,34.5,2802.8,"vapor",null,null,null,null,null,null,null,null,null,34.5,241.73]
[null,241.9,34.6,2802.7,"vapor",null,null,null,null,null,null,null,null,null,34.6,241.9]
[null,242.06,34.700000000000003,2802.7,"vapor",null,null,null,null,null,null,null,null,null,34.700000000000003,242.06]
[null,242.23,34.799999999999997,2802.7,"vapor",null,null,null,null,null,null,null,null,null,34.799999999999997,242.23]
[null,242.39,34.9,2802.7,"vapor",null,null,null,null,null,null,null,null,null,34.9,242.39]
[null,242.56,35,2802.6,"vapor",null,null,null,null,null,null,null,null,null,35,242.56]
[null,242.72,35.1,2802.6,"vapor",null,null,null,null,null,null,null,null,null,35.1,242.72]
[null,242.89,35.200000000000003,2802.6,"vapor",null,null,null,null,null,null,null,null,null,35.200000000000003,242.89]
[null,243.05,35.299999999999997,2802.6,"vapor",null,null,null,null,null,null,null,null,null,35.299999999999997,243.05]
[null,243.21,35.4,2802.5,"vapor",null,null,null,null,null,null,null,null,null,35.4,243.21]
[null,243.37,35.5,2802.5,"vapor",null,null,null,null,null,null,null,null,null,35.5,243.37]
[null,243.54,35.6,2802.5,"vapor",null,null,null,null,null,null,null,null,null,35.6,243.54]
[null,243.7,35.700000000000003,2802.5,"vapor",null,null,null,null,null,null,null,null,null,35.700000000000003,243.7]
[null,243.86,35.799999999999997,2802.4,"vapor",null,null,null,null,null,null,null,null,null,35.799999999999997,243.86]
[null,244.02,35.9,2802.4,"vapor",null,null,null,null,null,null,null,null,null,35.9,244.02]
[null,244.18,36,2802.4,"vapor",null,null,null,null,null,null,null,null,null,36,244.18]
[null,244.34,36.1,2802.3,"vapor",null,null,null,null,null,null,null,null,null,36.1,244.34]
[null,244.5,36.200000000000003,2802.3,"vapor",null,null,null,null,null,null,null,null,null,36.200000000000003,244.5]
[null,244.66,36.299999999999997,2802.3,"vapor",null,null,null,null,null,null,null,null,null,36.299999999999997,244.66]
[null,244.82,36.4,2802.3,"vapor",null,null,null,null,null,null,null,null,null,36.4,244.82]
[null,244.98,36.5,2802.2,"vapor",null,null,null,null,null,null,null,null,null,36.5,244.98]
[null,245.14,36.6,2802.2,"vapor",null,null,null,null,null,null,null,null,null,36.6,245.14]
[null,245.3,36.700000000000003,2802.2,"vapor",null,null,null,null,null,null,null,null,null,36.700000000000003,245.3]
[null,245.46,36.799999999999997,2802.1,"vapor",null,null,null,null,null,null,null,null,null,36.799999999999997,245.46]
[null,245.61,36.9,2802.1,"vapor",null,null,null,null,null,null,null,null,null,36.9,245.61]
[null,245.77,37,2802.1,"vapor",null,null,null,null,null,null,null,null,null,37,245.77]
[null,245.93,37.1,2802,"vapor",null,null,null,null,null,null,null,null,null,37.1,245.93]
[null,246.09,37.200000000000003,2802,"vapor",null,null,null,null,null,null,null,null,null,37.200000000000003,246.09]
[null,246.24,37.299999999999997,2802,"vapor",null,null,null,null,null,null,null,null,null,37.299999999999997,246.24]
[null,246.4,37.4,2801.9,"vapor",null,null,null,null,null,null,null,null,null,37.4,246.4]
[null,246.56,37.5,2801.9,"vapor",null,null,null,null,null,null,null,null,null,37.5,246.56]
[null,246.71,37.6,2801.8,"vapor",null,null,null,null,null,null,null,null,null,37.6,246.71]
[null,246.87,37.700000000000003,2801.8,"vapor",null,null,null,null,null,null,null,null,null,37.700000000000003,246.87]
[null,247.02,37.799999999999997,2801.8,"vapor",null,null,null,null,null,null,null,null,null,37.799999999999997,247.02]
[null,247.18,37.9,2801.7,"vapor",null,null,null,null,null,null,null,null,null,37.9,247.18]
[null,247.33,38,2801.7,"vapor",null,null,null,null,null,null,null,null,null,38,247.33]
[null,247.48,38.1,2801.6,"vapor",null,null,null,null,null,null,null,null,null,38.1,247.48]
[null,247.64,38.200000000000003,2801.6,"vapor",null,null,null,null,null,null,null,null,null,38.200000000000003,247.64]
[null,247.79,38.299999999999997,2801.6,"vapor",null,null,null,null,null,null,null,null,null,38.299999999999997,247.79]
[null,247.94,38.4,2801.5,"vapor",null,null,null,null,null,null,null,null,null,38.4,247.94]
[null,248.1,38.5,2801.5,"vapor",null,null,null,null,null,null,null,null,null,38.5,248.1]
[null,248.25,38.6,2801.4,"vapor",null,null,null,null,null,null,null,null,null,38.6,248.25]
[null,248.4,38.700000000000003,2801.4,"vapor",null,null,null,null,null,null,null,null,null,38.700000000000003,248.4]
[null,248.55,38.799999999999997,2801.4,"vapor",null,null,null,null,null,null,null,null,null,38.799999999999997,248.55]
[null,248.71,38.9,2801.3,"vapor",null,null,null,null,null,null,null,null,null,38.9,248.71]
[null,248.86,39,2801.3,"vapor",null,null,null,null,null,null,null,null,null,39,248.86]
[null,249.01,39.1,2801.2,"vapor",null,null,null,null,null,null,null,null,null,39.1,249.01]
[null,249.16,39.200000000000003,2801.2,"vapor",null,null,null,null,null,null,null,null,null,39.200000000000003,249.16]
[null,249.31,39.299999999999997,2801.1,"vapor",null,null,null,null,null,null,null,null,null,39.299999999999997,249.31]
[null,249.46,39.4,2801.1,"vapor",null,null,null,null,null,null,null,null,null,39.4,249.46]
[null,249.61,39.5,2801.1,"vapor",null,null,null,null,null,null,null,null,null,39.5,249.61]
[null,249.76,39.6,2801,"vapor",null,null,null,null,null,null,null,null,null,39.6,249.76]
[null,249.91,39.700000000000003,2801,"vapor",null,null,null,null,null,null,null,null,null,39.700000000000003,249.91]
[null,250.06,39.799999999999997,2800.9,"vapor",null,null,null,null,null,null,null,null,null,39.799999999999997,250.06]
[null,250.21,39.9,2800.9,"vapor",null,null,null,null,null,null,null,null,null,39.9,250.21]
[null,250.35,40,2800.8,"vapor",null,null,null,null,null,null,null,null,null,40,250.35]
[null,250.5,40.1,2800.8,"vapor",null,null,null,null,null,null,null,null,null,40.1,250.5]
[null,250.65,40.200000000000003,2800.7,"vapor",null,null,null,null,null,null,null,null,null,40.200000000000003,250.65]
[null,250.8,40.299999999999997,2800.7,"vapor",null,null,null,null,null,null,null,null,null,40.299999999999997,250.8]
[null,250.94,40.4,2800.6,"vapor",null,null,null,null,null,null,null,null,null,40.4,250.94]
[null,251.09,40.5,2800.6,"vapor",null,null,null,null,null,null,null,null,null,40.5,251.09]
[null,251.24,40.6,2800.5,"vapor",null,null,null,null,null,null,null,null,null,40.6,251.24]
[null,251.39,40.700000000000003,2800.5,"vapor",null,null,null,null,null,null,null,null,null,40.700000000000003,251.39]
[null,251.53,40.799999999999997,2800.4,"vapor",null,null,null,null,null,null,null,null,null,40.799999999999997,251.53]
[null,251.68,40.9,2800.4,"vapor",null,null,null,null,null,null,null,null,null,40.9,251.68]
[null,251.82,41,2800.3,"vapor",null,null,null,null,null,null,null,null,null,41,251.82]
[null,251.97,41.1,2800.3,"vapor",null,null,null,null,null,null,null,null,null,41.1,251.97]
[null,252.11,41.2,2800.2,"vapor",null,null,null,null,null,null,null,null,null,41.2,252.11]
[null,252.26,41.3,2800.2,"vapor",null,null,null,null,null,null,null,null,null,41.3,252.26]
[null,252.4,41.4,2800.1,"vapor",null,null,null,null,null,null,null,null,null,41.4,252.4]
[null,252.55,41.5,2800.1,"vapor",null,null,null,null,null,null,null,null,null,41.5,252.55]
[null,252.69,41.6,2800,"vapor",null,null,null,null,null,null,null,null,null,41.6,252.69]
[null,252.83,41.7,2800,"vapor",null,null,null,null,null,null,null,null,null,41.7,252.83]
[null,252.98,41.8,2799.9,"vapor",null,null,null,null,null,null,null,null,null,41.8,252.98]
[null,253.12,41.9,2799.8,"vapor",null,null,null,null,null,null,null,null,null,41.9,253.12]
[null,253.26,42,2799.8,"vapor",null,null,null,null,null,null,null,null,null,42,253.26]
[null,253.41,42.1,2799.7,"vapor",null,null,null,null,null,null,null,null,null,42.1,253.41]
[null,253.55,42.2,2799.7,"vapor",null,null,null,null,null,null,null,null,null,42.2,253.55]
[null,253.69,42.3,2799.6,"vapor",null,null,null,null,null,null,null,null,null,42.3,253.69]
[null,253.83,42.4,2799.6,"vapor",null,null,null,null,null,null,null,null,null,42.4,253.83]
[null,253.98,42.5,2799.5,"vapor",null,null,null,null,null,null,null,null,null,42.5,253.98]
[null,254.12,42.6,2799.4,"vapor",null,null,null,null,null,null,null,null,null,42.6,254.12]
[null,254.26,42.7,2799.4,"vapor",null,null,null,null,null,null,null,null,null,42.7,254.26]
[null,254.4,42.8,2799.3,"vapor",null,null,null,null,null,null,null,null,null,42.8,254.4]
[null,254.54,42.9,2799.3,"vapor",null,null,null,null,null,null,null,null,null,42.9,254.54]
[null,254.68,43,2799.2,"vapor",null,null,null,null,null,null,null,null,null,43,254.68]
[null,254.82,43.1,2799.1,"vapor",null,null,null,null,null,null,null,null,null,43.1,254.82]
[null,254.96,43.2,2799.1,"vapor",null,null,null,null,null,null,null,null,null,43.2,254.96]
[null,255.1,43.3,2799,"vapor",null,null,null,null,null,null,null,null,null,43.3,255.1]
[null,255.24,43.4,2799,"vapor",null,null,null,null,null,null,null,null,null,43.4,255.24]
[null,255.38,43.5,2798.9,"vapor",null,null,null,null,null,null,null,null,null,43.5,255.38]
[null,255.52,43.6,2798.8,"vapor",null,null,null,null,null,null,null,null,null,43.6,255.52]
[null,255.66,43.7,2798.8,"vapor",null,null,null,null,null,null,null,null,null,43.7,255.66]
[null,255.79,43.8,2798.7,"vapor",null,null,null,null,null,null,null,null,null,43.8,255.79]
[null,255.93,43.9,2798.7,"vapor",null,null,null,null,null,null,null,null,null,43.9,255.93]
[null,256.07,44,2798.6,"vapor",null,null,null,null,null,null,null,null,null,44,256.07]
[null,256.20999999999998,44.1,2798.5,"vapor",null,null,null,null,null,null,null,null,null,44.1,256.20999999999998]
[null,256.35000000000002,44.2,2798.5,"vapor",null,null,null,null,null,null,null,null,null,44.2,256.35000000000002]
[null,256.48,44.3,2798.4,"vapor",null,null,null,null,null,null,null,null,null,44.3,256.48]
[null,256.62,44.4,2798.3,"vapor",null,null,null,null,null,null,null,null,null,44.4,256.62]
[null,256.76,44.5,2798.3,"vapor",null,null,null,null,null,null,null,null,null,44.5,256.76]
[null,256.89,44.6,2798.2,"vapor",null,null,null,null,null,null,null,null,null,44.6,256.89]
[null,257.02999999999997,44.7,2798.1,"vapor",null,null,null,null,null,null,null,null,null,44.7,257.02999999999997]
[null,257.17,44.8,2798.1,"vapor",null,null,null,null,null,null,null,null,null,44.8,257.17]
[null,257.3,44.9,2798,"vapor",null,null,null,null,null,null,null,null,null,44.9,257.3]
[null,257.44,45,2797.9,"vapor",null,null,null,null,null,null,null,null,null,45,257.44]
[null,257.57,45.1,2797.9,"vapor",null,null,null,null,null,null,null,null,null,45.1,257.57]
[null,257.70999999999998,45.2,2797.8,"vapor",null,null,null,null,null,null,null,null,null,45.2,257.70999999999998]
[null,257.83999999999997,45.3,2797.7,"vapor",null,null,null,null,null,null,null,null,null,45.3,257.83999999999997]
[null,257.98,45.4,2797.7,"vapor",null,null,null,null,null,null,null,null,null,45.4,257.98]
[null,258.11,45.5,2797.6,"vapor",null,null,null,null,null,null,null,null,null,45.5,258.11]
[null,258.25,45.6,2797.5,"vapor",null,null,null,null,null,null,null,null,null,45.6,258.25]
[null,258.38,45.7,2797.5,"vapor",null,null,null,null,null,null,null,null,null,45.7,258.38]
[null,258.51,45.8,2797.4,"vapor",null,null,null,null,null,null,null,null,null,45.8,258.51]
[null,258.64999999999998,45.9,2797.3,"vapor",null,null,null,null,null,null,null,null,null,45.9,258.64999999999998]
[null,258.77999999999997,46,2797.3,"vapor",null,null,null,null,null,null,null,null,null,46,258.77999999999997]
[null,258.91000000000003,46.1,2797.2,"vapor",null,null,null,null,null,null,null,null,null,46.1,258.91000000000003]
[null,259.05,46.2,2797.1,"vapor",null,null,null,null,null,null,null,null,null,46.2,259.05]
[null,259.18,46.3,2797.1,"vapor",null,null,null,null,null,null,null,null,null,46.3,259.18]
[null,259.31,46.4,2797,"vapor",null,null,null,null,null,null,null,null,null,46.4,259.31]
[null,259.44,46.5,2796.9,"vapor",null,null,null,null,null,null,null,null,null,46.5,259.44]
[null,259.58,46.6,2796.8,"vapor",null,null,null,null,null,null,null,null,null,46.6,259.58]
[null,259.70999999999998,46.7,2796.8,"vapor",null,null,null,null,null,null,null,null,null,46.7,259.70999999999998]
[null,259.83999999999997,46.8,2796.7,"vapor",null,null,null,null,null,null,null,null,null,46.8,259.83999999999997]
[null,259.97000000000003,46.9,2796.6,"vapor",null,null,null,null,null,null,null,null,null,46.9,259.97000000000003]
[null,260.10000000000002,47,2796.5,"vapor",null,null,null,null,null,null,null,null,null,47,260.10000000000002]
[null,260.23,47.1,2796.5,"vapor",null,null,null,null,null,null,null,null,null,47.1,260.23]
[null,260.36,47.2,2796.4,"vapor",null,null,null,null,null,null,null,null,null,47.2,260.36]
[null,260.49,47.3,2796.3,"vapor",null,null,null,null,null,null,null,null,null,47.3,260.49]
[null,260.62,47.4,2796.3,"vapor",null,null,null,null,null,null,null,null,null,47.4,260.62]
[null,260.75,47.5,2796.2,"vapor",null,null,null,null,null,null,null,null,null,47.5,260.75]
[null,260.88,47.6,2796.1,"vapor",null,null,null,null,null,null,null,null,null,47.6,260.88]
[null,261.01,47.7,2796,"vapor",null,null,null,null,null,null,null,null,null,47.7,261.01]
[null,261.14,47.8,2795.9,"vapor",null,null,null,null,null,null,null,null,null,47.8,261.14]
[null,261.27,47.9,2795.9,"vapor",null,null,null,null,null,null,null,null,null,47.9,261.27]
[null,261.39999999999998,48,2795.8,"vapor",null,null,null,null,null,null,null,null,null,48,261.39999999999998]
[null,261.52999999999997,48.1,2795.7,"vapor",null,null,null,null,null,null,null,null,null,48.1,261.52999999999997]
[null,261.66000000000003,48.2,2795.6,"vapor",null,null,null,null,null,null,null,null,null,48.2,261.66000000000003]
[null,261.79000000000002,48.3,2795.6,"vapor",null,null,null,null,null,null,null,null,null,48.3,261.79000000000002]
[null,261.92,48.4,2795.5,"vapor",null,null,null,null,null,null,null,null,null,48.4,261.92]
[null,262.04000000000002,48.5,2795.4,"vapor",null,null,null,null,null,null,null,null,null,48.5,262.04000000000002]
[null,262.17,48.6,2795.3,"vapor",null,null,null,null,null,null,null,null,null,48.6,262.17]
[null,262.3,48.7,2795.3,"vapor",null,null,null,null,null,null,null,null,null,48.7,262.3]
[null,262.43,48.8,2795.2,"vapor",null,null,null,null,null,null,null,null,null,48.8,262.43]
[null,262.55,48.9,2795.1,"vapor",null,null,null,null,null,null,null,null,null,48.9,262.55]
[null,262.68,49,2795,"vapor",null,null,null,null,null,null,null,null,null,49,262.68]
[null,262.81,49.1,2794.9,"vapor",null,null,null,null,null,null,null,null,null,49.1,262.81]
[null,262.93,49.2,2794.9,"vapor",null,null,null,null,null,null,null,null,null,49.2,262.93]
[null,263.06,49.3,2794.8,"vapor",null,null,null,null,null,null,null,null,null,49.3,263.06]
[null,263.19,49.4,2794.7,"vapor",null,null,null,null,null,null,null,null,null,49.4,263.19]
[null,263.31,49.5,2794.6,"vapor",null,null,null,null,null,null,null,null,null,49.5,263.31]
[null,263.44,49.6,2794.5,"vapor",null,null,null,null,null,null,null,null,null,49.6,263.44]
[null,263.56,49.7,2794.5,"vapor",null,null,null,null,null,null,null,null,null,49.7,263.56]
[null,263.69,49.8,2794.4,"vapor",null,null,null,null,null,null,null,null,null,49.8,263.69]
[null,263.82,49.9,2794.3,"vapor",null,null,null,null,null,null,null,null,null,49.9,263.82]
[null,263.94,50,2794.2,"vapor",null,null,null,null,null,null,null,null,null,50,263.94]
[null,264.07,50.1,2794.1,"vapor",null,null,null,null,null,null,null,null,null,50.1,264.07]
[null,264.19,50.2,2794,"vapor",null,null,null,null,null,null,null,null,null,50.2,264.19]
[null,264.31,50.3,2794,"vapor",null,null,null,null,null,null,null,null,null,50.3,264.31]
[null,264.44,50.4,2793.9,"vapor",null,null,null,null,null,null,null,null,null,50.4,264.44]
[null,264.56,50.5,2793.8,"vapor",null,null,null,null,null,null,null,null,null,50.5,264.56]
[null,264.69,50.6,2793.7,"vapor",null,null,null,null,null,null,null,null,null,50.6,264.69]
[null,264.81,50.7,2793.6,"vapor",null,null,null,null,null,null,null,null,null,50.7,264.81]
[null,264.93,50.8,2793.5,"vapor",null,null,null,null,null,null,null,null,null,50.8,264.93]
[null,265.06,50.9,2793.4,"vapor",null,null,null,null,null,null,null,null,null,50.9,265.06]
[null,265.18,51,2793.4,"vapor",null,null,null,null,null,null,null,null,null,51,265.18]
[null,265.3,51.1,2793.3,"vapor",null,null,null,null,null,null,null,null,null,51.1,265.3]
[null,265.43,51.2,2793.2,"vapor",null,null,null,null,null,null,null,null,null,51.2,265.43]
[null,265.55,51.3,2793.1,"vapor",null,null,null,null,null,null,null,null,null,51.3,265.55]
[null,265.67,51.4,2793,"vapor",null,null,null,null,null,null,null,null,null,51.4,265.67]
[null,265.79000000000002,51.5,2792.9,"vapor",null,null,null,null,null,null,null,null,null,51.5,265.79000000000002]
[null,265.92,51.6,2792.8,"vapor",null,null,null,null,null,null,null,null,null,51.6,265.92]
[null,266.04000000000002,51.7,2792.8,"vapor",null,null,null,null,null,null,null,null,null,51.7,266.04000000000002]
[null,266.16000000000003,51.8,2792.7,"vapor",null,null,null,null,null,null,null,null,null,51.8,266.16000000000003]
[null,266.27999999999997,51.9,2792.6,"vapor",null,null,null,null,null,null,null,null,null,51.9,266.27999999999997]
[null,266.39999999999998,52,2792.5,"vapor",null,null,null,null,null,null,null,null,null,52,266.39999999999998]
[null,266.52,52.1,2792.4,"vapor",null,null,null,null,null,null,null,null,null,52.1,266.52]
[null,266.64999999999998,52.2,2792.3,"vapor",null,null,null,null,null,null,null,null,null,52.2,266.64999999999998]
[null,266.77,52.3,2792.2,"vapor",null,null,null,null,null,null,null,null,null,52.3,266.77]
[null,266.89,52.4,2792.1,"vapor",null,null,null,null,null,null,null,null,null,52.4,266.89]
[null,267.01,52.5,2792,"vapor",null,null,null,null,null,null,null,null,null,52.5,267.01]
[null,267.13,52.6,2792,"vapor",null,null,null,null,null,null,null,null,null,52.6,267.13]
[null,267.25,52.7,2791.9,"vapor",null,null,null,null,null,null,null,null,null,52.7,267.25]
[null,267.37,52.8,2791.8,"vapor",null,null,null,null,null,null,null,null,null,52.8,267.37]
[null,267.49,52.9,2791.7,"vapor",null,null,null,null,null,null,null,null,null,52.9,267.49]
[null,267.61,53,2791.6,"vapor",null,null,null,null,null,null,null,null,null,53,267.61]
[null,267.73,53.1,2791.5,"vapor",null,null,null,null,null,null,null,null,null,53.1,267.73]
[null,267.85000000000002,53.2,2791.4,"vapor",null,null,null,null,null,null,null,null,null,53.2,267.85000000000002]
[null,267.97000000000003,53.3,2791.3,"vapor",null,null,null,null,null,null,null,null,null,53.3,267.97000000000003]
[null,268.08,53.4,2791.2,"vapor",null,null,null,null,null,null,null,null,null,53.4,268.08]
[null,268.2,53.5,2791.1,"vapor",null,null,null,null,null,null,null,null,null,53.5,268.2]
[null,268.32,53.6,2791,"vapor",null,null,null,null,null,null,null,null,null,53.6,268.32]
[null,268.44,53.7,2791,"vapor",null,null,null,null,null,null,null,null,null,53.7,268.44]
[null,268.56,53.8,2790.9,"vapor",null,null,null,null,null,null,null,null,null,53.8,268.56]
[null,268.68,53.9,2790.8,"vapor",null,null,null,null,null,null,null,null,null,53.9,268.68]
[null,268.79000000000002,54,2790.7,"vapor",null,null,null,null,null,null,null,null,null,54,268.79000000000002]
[null,268.91000000000003,54.1,2790.6,"vapor",null,null,null,null,null,null,null,null,null,54.1,268.91000000000003]
[null,269.02999999999997,54.2,2790.5,"vapor",null,null,null,null,null,null,null,null,null,54.2,269.02999999999997]
[null,269.14999999999998,54.3,2790.4,"vapor",null,null,null,null,null,null,null,null,null,54.3,269.14999999999998]
[null,269.27,54.4,2790.3,"vapor",null,null,null,null,null,null,null,null,null,54.4,269.27]
[null,269.38,54.5,2790.2,"vapor",null,null,null,null,null,null,null,null,null,54.5,269.38]
[null,269.5,54.6,2790.1,"vapor",null,null,null,null,null,null,null,null,null,54.6,269.5]
[null,269.62,54.7,2790,"vapor",null,null,null,null,null,null,null,null,null,54.7,269.62]
[null,269.73,54.8,2789.9,"vapor",null,null,null,null,null,null,null,null,null,54.8,269.73]
[null,269.85000000000002,54.9,2789.8,"vapor",null,null,null,null,null,null,null,null,null,54.9,269.85000000000002]
[null,269.97000000000003,55,2789.7,"vapor",null,null,null,null,null,null,null,null,null,55,269.97000000000003]
[null,270.08,55.1,2789.6,"vapor",null,null,null,null,null,null,null,null,null,55.1,270.08]
[null,270.2,55.2,2789.5,"vapor",null,null,null,null,null,null,null,null,null,55.2,270.2]
[null,270.31,55.3,2789.4,"vapor",null,null,null,null,null,null,null,null,null,55.3,270.31]
[null,270.43,55.4,2789.3,"vapor",null,null,null,null,null,null,null,null,null,55.4,270.43]
[null,270.54000000000002,55.5,2789.2,"vapor",null,null,null,null,null,null,null,null,null,55.5,270.54000000000002]
[null,270.66000000000003,55.6,2789.1,"vapor",null,null,null,null,null,null,null,null,null,55.6,270.66000000000003]
[null,270.77,55.7,2789,"vapor",null,null,null,null,null,null,null,null,null,55.7,270.77]
[null,270.89,55.8,2788.9,"vapor",null,null,null,null,null,null,null,null,null,55.8,270.89]
[null,271,55.9,2788.8,"vapor",null,null,null,null,null,null,null,null,null,55.9,271]
[null,271.12,56,2788.7,"vapor",null,null,null,null,null,null,null,null,null,56,271.12]
[null,271.23,56.1,2788.6,"vapor",null,null,null,null,null,null,null,null,null,56.1,271.23]
[null,271.35000000000002,56.2,2788.5,"vapor",null,null,null,null,null,null,null,null,null,56.2,271.35000000000002]
[null,271.45999999999998,56.3,2788.4,"vapor",null,null,null,null,null,null,null,null,null,56.3,271.45999999999998]
[null,271.58,56.4,2788.3,"vapor",null,null,null,null,null,null,null,null,null,56.4,271.58]
[null,271.69,56.5,2788.2,"vapor",null,null,null,null,null,null,null,null,null,56.5,271.69]
[null,271.8,56.6,2788.1,"vapor",null,null,null,null,null,null,null,null,null,56.6,271.8]
[null,271.92,56.7,2788,"vapor",null,null,null,null,null,null,null,null,null,56.7,271.92]
[null,272.02999999999997,56.8,2787.9,"vapor",null,null,null,null,null,null,null,null,null,56.8,272.02999999999997]
[null,272.14999999999998,56.9,2787.8,"vapor",null,null,null,null,null,null,null,null,null,56.9,272.14999999999998]
[null,272.26,57,2787.7,"vapor",null,null,null,null,null,null,null,null,null,57,272.26]
[null,272.37,57.1,2787.6,"vapor",null,null,null,null,null,null,null,null,null,57.1,272.37]
[null,272.48,57.2,2787.5,"vapor",null,null,null,null,null,null,null,null,null,57.2,272.48]
[null,272.60000000000002,57.3,2787.4,"vapor",null,null,null,null,null,null,null,null,null,57.3,272.60000000000002]
[null,272.70999999999998,57.4,2787.3,"vapor",null,null,null,null,null,null,null,null,null,57.4,272.70999999999998]
[null,272.82,57.5,2787.2,"vapor",null,null,null,null,null,null,null,null,null,57.5,272.82]
[null,272.93,57.6,2787.1,"vapor",null,null,null,null,null,null,null,null,null,57.6,272.93]
[null,273.05,57.7,2787,"vapor",null,null,null,null,null,null,null,null,null,57.7,273.05]
[null,273.16000000000003,57.8,2786.9,"vapor",null,null,null,null,null,null,null,null,null,57.8,273.16000000000003]
[null,273.27,57.9,2786.8,"vapor",null,null,null,null,null,null,null,null,null,57.9,273.27]
[null,273.38,58,2786.7,"vapor",null,null,null,null,null,null,null,null,null,58,273.38]
[null,273.49,58.1,2786.6,"vapor",null,null,null,null,null,null,null,null,null,58.1,273.49]
[null,273.60000000000002,58.2,2786.5,"vapor",null,null,null,null,null,null,null,null,null,58.2,273.60000000000002]
[null,273.72000000000003,58.3,2786.4,"vapor",null,null,null,null,null,null,null,null,null,58.3,273.72000000000003]
[null,273.83,58.4,2786.3,"vapor",null,null,null,null,null,null,null,null,null,58.4,273.83]
[null,273.94,58.5,2786.2,"vapor",null,null,null,null,null,null,null,null,null,58.5,273.94]
[null,274.05,58.6,2786.1,"vapor",null,null,null,null,null,null,null,null,null,58.6,274.05]
[null,274.16000000000003,58.7,2786,"vapor",null,null,null,null,null,null,null,null,null,58.7,274.16000000000003]
[null,274.27,58.8,2785.9,"vapor",null,null,null,null,null,null,null,null,null,58.8,274.27]
[null,274.38,58.9,2785.8,"vapor",null,null,null,null,null,null,null,null,null,58.9,274.38]
[null,274.49,59,2785.7,"vapor",null,null,null,null,null,null,null,null,null,59,274.49]
[null,274.60000000000002,59.1,2785.6,"vapor",null,null,null,null,null,null,null,null,null,59.1,274.60000000000002]
[null,274.70999999999998,59.2,2785.5,"vapor",null,null,null,null,null,null,null,null,null,59.2,274.70999999999998]
[null,274.82,59.3,2785.3,"vapor",null,null,null,null,null,null,null,null,null,59.3,274.82]
[null,274.93,59.4,2785.2,"vapor",null,null,null,null,null,null,null,null,null,59.4,274.93]
[null,275.04000000000002,59.5,2785.1,"vapor",null,null,null,null,null,null,null,null,null,59.5,275.04000000000002]
[null,275.14999999999998,59.6,2785,"vapor",null,null,null,null,null,null,null,null,null,59.6,275.14999999999998]
[null,275.26,59.7,2784.9,"vapor",null,null,null,null,null,null,null,null,null,59.7,275.26]
[null,275.37,59.8,2784.8,"vapor",null,null,null,null,null,null,null,null,null,59.8,275.37]
[null,275.48,59.9,2784.7,"vapor",null,null,null,null,null,null,null,null,null,59.9,275.48]
[null,275.58,60,2784.6,"vapor",null,null,null,null,null,null,null,null,null,60,275.58]
[null,275.69,60.1,2784.5,"vapor",null,null,null,null,null,null,null,null,null,60.1,275.69]
[null,275.8,60.2,2784.4,"vapor",null,null,null,null,null,null,null,null,null,60.2,275.8]
[null,275.91000000000003,60.3,2784.3,"vapor",null,null,null,null,null,null,null,null,null,60.3,275.91000000000003]
[null,276.02,60.4,2784.2,"vapor",null,null,null,null,null,null,null,null,null,60.4,276.02]
[null,276.13,60.5,2784,"vapor",null,null,null,null,null,null,null,null,null,60.5,276.13]
[null,276.24,60.6,2783.9,"vapor",null,null,null,null,null,null,null,null,null,60.6,276.24]
[null,276.33999999999997,60.7,2783.8,"vapor",null,null,null,null,null,null,null,null,null,60.7,276.33999999999997]
[null,276.45,60.8,2783.7,"vapor",null,null,null,null,null,null,null,null,null,60.8,276.45]
[null,276.56,60.9,2783.6,"vapor",null,null,null,null,null,null,null,null,null,60.9,276.56]
[null,276.67,61,2783.5,"vapor",null,null,null,null,null,null,null,null,null,61,276.67]
[null,276.77,61.1,2783.4,"vapor",null,null,null,null,null,null,null,null,null,61.1,276.77]
[null,276.88,61.2,2783.3,"vapor",null,null,null,null,null,null,null,null,null,61.2,276.88]
[null,276.99,61.3,2783.2,"vapor",null,null,null,null,null,null,null,null,null,61.3,276.99]
[null,277.08999999999997,61.4,2783,"vapor",null,null,null,null,null,null,null,null,null,61.4,277.08999999999997]
[null,277.2,61.5,2782.9,"vapor",null,null,null,null,null,null,null,null,null,61.5,277.2]
[null,277.31,61.6,2782.8,"vapor",null,null,null,null,null,null,null,null,null,61.6,277.31]
[null,277.41000000000003,61.7,2782.7,"vapor",null,null,null,null,null,null,null,null,null,61.7,277.41000000000003]
[null,277.52,61.8,2782.6,"vapor",null,null,null,null,null,null,null,null,null,61.8,277.52]
[null,277.63,61.9,2782.5,"vapor",null,null,null,null,null,null,null,null,null,61.9,277.63]
[null,277.73,62,2782.4,"vapor",null,null,null,null,null,null,null,null,null,62,277.73]
[null,277.83999999999997,62.1,2782.3,"vapor",null,null,null,null,null,null,null,null,null,62.1,277.83999999999997]
[null,277.94,62.2,2782.1,"vapor",null,null,null,null,null,null,null,null,null,62.2,277.94]
[null,278.05,62.3,2782,"vapor",null,null,null,null,null,null,null,null,null,62.3,278.05]
[null,278.16000000000003,62.4,2781.9,"vapor",null,null,null,null,null,null,null,null,null,62.4,278.16000000000003]
[null,278.26,62.5,2781.8,"vapor",null,null,null,null,null,null,null,null,null,62.5,278.26]
[null,278.37,62.6,2781.7,"vapor",null,null,null,null,null,null,null,null,null,62.6,278.37]
[null,278.47000000000003,62.7,2781.6,"vapor",null,null,null,null,null,null,null,null,null,62.7,278.47000000000003]
[null,278.58,62.8,2781.5,"vapor",null,null,null,null,null,null,null,null,null,62.8,278.58]
[null,278.68,62.9,2781.3,"vapor",null,null,null,null,null,null,null,null,null,62.9,278.68]
[null,278.79000000000002,63,2781.2,"vapor",null,null,null,null,null,null,null,null,null,63,278.79000000000002]
[null,278.89,63.1,2781.1,"vapor",null,null,null,null,null,null,null,null,null,63.1,278.89]
[null,279,63.2,2781,"vapor",null,null,null,null,null,null,null,null,null,63.2,279]
[null,279.10000000000002,63.3,2780.9,"vapor",null,null,null,null,null,null,null,null,null,63.3,279.10000000000002]
[null,279.20999999999998,63.4,2780.8,"vapor",null,null,null,null,null,null,null,null,null,63.4,279.20999999999998]
[null,279.31,63.5,2780.6,"vapor",null,null,null,null,null,null,null,null,null,63.5,279.31]
[null,279.41000000000003,63.6,2780.5,"vapor",null,null,null,null,null,null,null,null,null,63.6,279.41000000000003]
[null,279.52,63.7,2780.4,"vapor",null,null,null,null,null,null,null,null,null,63.7,279.52]
[null,279.62,63.8,2780.3,"vapor",null,null,null,null,null,null,null,null,null,63.8,279.62]
[null,279.72000000000003,63.9,2780.2,"vapor",null,null,null,null,null,null,null,null,null,63.9,279.72000000000003]
[null,279.83,64,2780.1,"vapor",null,null,null,null,null,null,null,null,null,64,279.83]
[null,279.93,64.099999999999994,2779.9,"vapor",null,null,null,null,null,null,null,null,null,64.099999999999994,279.93]
[null,280.04000000000002,64.2,2779.8,"vapor",null,null,null,null,null,null,null,null,null,64.2,280.04000000000002]
[null,280.14,64.3,2779.7,"vapor",null,null,null,null,null,null,null,null,null,64.3,280.14]
[null,280.24,64.400000000000006,2779.6,"vapor",null,null,null,null,null,null,null,null,null,64.400000000000006,280.24]
[null,280.33999999999997,64.5,2779.5,"vapor",null,null,null,null,null,null,null,null,null,64.5,280.33999999999997]
[null,280.45,64.599999999999994,2779.4,"vapor",null,null,null,null,null,null,null,null,null,64.599999999999994,280.45]
[null,280.55,64.7,2779.2,"vapor",null,null,null,null,null,null,null,null,null,64.7,280.55]
[null,280.64999999999998,64.8,2779.1,"vapor",null,null,null,null,null,null,null,null,null,64.8,280.64999999999998]
[null,280.76,64.900000000000006,2779,"vapor",null,null,null,null,null,null,null,null,null,64.900000000000006,280.76]
[null,280.86,65,2778.9,"vapor",null,null,null,null,null,null,null,null,null,65,280.86]
[null,280.95999999999998,65.099999999999994,2778.8,"vapor",null,null,null,null,null,null,null,null,null,65.099999999999994,280.95999999999998]
[null,281.06,65.2,2778.6,"vapor",null,null,null,null,null,null,null,null,null,65.2,281.06]
[null,281.16000000000003,65.3,2778.5,"vapor",null,null,null,null,null,null,null,null,null,65.3,281.16000000000003]
[null,281.27,65.400000000000006,2778.4,"vapor",null,null,null,null,null,null,null,null,null,65.400000000000006,281.27]
[null,281.37,65.5,2778.3,"vapor",null,null,null,null,null,null,null,null,null,65.5,281.37]
[null,281.47000000000003,65.599999999999994,2778.2,"vapor",null,null,null,null,null,null,null,null,null,65.599999999999994,281.47000000000003]
[null,281.57,65.7,2778,"vapor",null,null,null,null,null,null,null,null,null,65.7,281.57]
[null,281.67,65.8,2777.9,"vapor",null,null,null,null,null,null,null,null,null,65.8,281.67]
[null,281.77,65.900000000000006,2777.8,"vapor",null,null,null,null,null,null,null,null,null,65.900000000000006,281.77]
[null,281.87,66,2777.7,"vapor",null,null,null,null,null,null,null,null,null,66,281.87]
[null,281.98,66.099999999999994,2777.5,"vapor",null,null,null,null,null,null,null,null,null,66.099999999999994,281.98]
[null,282.08,66.2,2777.4,"vapor",null,null,null,null,null,null,null,null,null,66.2,282.08]
[null,282.18,66.3,2777.3,"vapor",null,null,null,null,null,null,null,null,null,66.3,282.18]
[null,282.27999999999997,66.400000000000006,2777.2,"vapor",null,null,null,null,null,null,null,null,null,66.400000000000006,282.27999999999997]
[null,282.38,66.5,2777.1,"vapor",null,null,null,null,null,null,null,null,null,66.5,282.38]
[null,282.48,66.599999999999994,2776.9,"vapor",null,null,null,null,null,null,null,null,null,66.599999999999994,282.48]
[null,282.58,66.7,2776.8,"vapor",null,null,null,null,null,null,null,null,null,66.7,282.58]
[null,282.68,66.8,2776.7,"vapor",null,null,null,null,null,null,null,null,null,66.8,282.68]
[null,282.77999999999997,66.900000000000006,2776.6,"vapor",null,null,null,null,null,null,null,null,null,66.900000000000006,282.77999999999997]
[null,282.88,67,2776.4,"vapor",null,null,null,null,null,null,null,null,null,67,282.88]
[null,282.98,67.099999999999994,2776.3,"vapor",null,null,null,null,null,null,null,null,null,67.099999999999994,282.98]
[null,283.08,67.2,2776.2,"vapor",null,null,null,null,null,null,null,null,null,67.2,283.08]
[null,283.18,67.3,2776.1,"vapor",null,null,null,null,null,null,null,null,null,67.3,283.18]
[null,283.27999999999997,67.400000000000006,2775.9,"vapor",null,null,null,null,null,null,null,null,null,67.400000000000006,283.27999999999997]
[null,283.38,67.5,2775.8,"vapor",null,null,null,null,null,null,null,null,null,67.5,283.38]
[null,283.48,67.599999999999994,2775.7,"vapor",null,null,null,null,null,null,null,null,null,67.599999999999994,283.48]
[null,283.58,67.7,2775.6,"vapor",null,null,null,null,null,null,null,null,null,67.7,283.58]
[null,283.68,67.8,2775.4,"vapor",null,null,null,null,null,null,null,null,null,67.8,283.68]
[null,283.77999999999997,67.900000000000006,2775.3,"vapor",null,null,null,null,null,null,null,null,null,67.900000000000006,283.77999999999997]
[null,283.87,68,2775.2,"vapor",null,null,null,null,null,null,null,null,null,68,283.87]
[null,283.97000000000003,68.099999999999994,2775.1,"vapor",null,null,null,null,null,null,null,null,null,68.099999999999994,283.97000000000003]
[null,284.07,68.2,2774.9,"vapor",null,null,null,null,null,null,null,null,null,68.2,284.07]
[null,284.17,68.3,2774.8,"vapor",null,null,null,null,null,null,null,null,null,68.3,284.17]
[null,284.27,68.400000000000006,2774.7,"vapor",null,null,null,null,null,null,null,null,null,68.400000000000006,284.27]
[null,284.37,68.5,2774.6,"vapor",null,null,null,null,null,null,null,null,null,68.5,284.37]
[null,284.45999999999998,68.599999999999994,2774.4,"vapor",null,null,null,null,null,null,null,null,null,68.599999999999994,284.45999999999998]
[null,284.56,68.7,2774.3,"vapor",null,null,null,null,null,null,null,null,null,68.7,284.56]
[null,284.66000000000003,68.8,2774.2,"vapor",null,null,null,null,null,null,null,null,null,68.8,284.66000000000003]
[null,284.76,68.900000000000006,2774,"vapor",null,null,null,null,null,null,null,null,null,68.900000000000006,284.76]
[null,284.86,69,2773.9,"vapor",null,null,null,null,null,null,null,null,null,69,284.86]
[null,284.95,69.099999999999994,2773.8,"vapor",null,null,null,null,null,null,null,null,null,69.099999999999994,284.95]
[null,285.05,69.2,2773.7,"vapor",null,null,null,null,null,null,null,null,null,69.2,285.05]
[null,285.14999999999998,69.3,2773.5,"vapor",null,null,null,null,null,null,null,null,null,69.3,285.14999999999998]
[null,285.25,69.400000000000006,2773.4,"vapor",null,null,null,null,null,null,null,null,null,69.400000000000006,285.25]
[null,285.33999999999997,69.5,2773.3,"vapor",null,null,null,null,null,null,null,null,null,69.5,285.33999999999997]
[null,285.44,69.599999999999994,2773.1,"vapor",null,null,null,null,null,null,null,null,null,69.599999999999994,285.44]
[null,285.54000000000002,69.7,2773,"vapor",null,null,null,null,null,null,null,null,null,69.7,285.54000000000002]
[null,285.64,69.8,2772.9,"vapor",null,null,null,null,null,null,null,null,null,69.8,285.64]
[null,285.73,69.900000000000006,2772.8,"vapor",null,null,null,null,null,null,null,null,null,69.900000000000006,285.73]
[null,285.83,70,2772.6,"vapor",null,null,null,null,null,null,null,null,null,70,285.83]
[null,285.93,70.099999999999994,2772.5,"vapor",null,null,null,null,null,null,null,null,null,70.099999999999994,285.93]
[null,286.02,70.2,2772.4,"vapor",null,null,null,null,null,null,null,null,null,70.2,286.02]
[null,286.12,70.3,2772.2,"vapor",null,null,null,null,null,null,null,null,null,70.3,286.12]
[null,286.20999999999998,70.400000000000006,2772.1,"vapor",null,null,null,null,null,null,null,null,null,70.400000000000006,286.20999999999998]
[null,286.31,70.5,2772,"vapor",null,null,null,null,null,null,null,null,null,70.5,286.31]
[null,286.41000000000003,70.599999999999994,2771.8,"vapor",null,null,null,null,null,null,null,null,null,70.599999999999994,286.41000000000003]
[null,286.5,70.7,2771.7,"vapor",null,null,null,null,null,null,null,null,null,70.7,286.5]
[null,286.60000000000002,70.8,2771.6,"vapor",null,null,null,null,null,null,null,null,null,70.8,286.60000000000002]
[null,286.69,70.900000000000006,2771.5,"vapor",null,null,null,null,null,null,null,null,null,70.900000000000006,286.69]
[null,286.79000000000002,71,2771.3,"vapor",null,null,null,null,null,null,null,null,null,71,286.79000000000002]
[null,286.89,71.099999999999994,2771.2,"vapor",null,null,null,null,null,null,null,null,null,71.099999999999994,286.89]
[null,286.98,71.2,2771.1,"vapor",null,null,null,null,null,null,null,null,null,71.2,286.98]
[null,287.08,71.3,2770.9,"vapor",null,null,null,null,null,null,null,null,null,71.3,287.08]
[null,287.17,71.400000000000006,2770.8,"vapor",null,null,null,null,null,null,null,null,null,71.400000000000006,287.17]
[null,287.27,71.5,2770.7,"vapor",null,null,null,null,null,null,null,null,null,71.5,287.27]
[null,287.36,71.599999999999994,2770.5,"vapor",null,null,null,null,null,null,null,null,null,71.599999999999994,287.36]
[null,287.45999999999998,71.7,2770.4,"vapor",null,null,null,null,null,null,null,null,null,71.7,287.45999999999998]
[null,287.55,71.8,2770.3,"vapor",null,null,null,null,null,null,null,null,null,71.8,287.55]
[null,287.64999999999998,71.900000000000006,2770.1,"vapor",null,null,null,null,null,null,null,null,null,71.900000000000006,287.64999999999998]
[null,287.74,72,2770,"vapor",null,null,null,null,null,null,null,null,null,72,287.74]
[null,287.83999999999997,72.099999999999994,2769.9,"vapor",null,null,null,null,null,null,null,null,null,72.099999999999994,287.83999999999997]
[null,287.93,72.2,2769.7,"vapor",null,null,null,null,null,null,null,null,null,72.2,287.93]
[null,288.02,72.3,2769.6,"vapor",null,null,null,null,null,null,null,null,null,72.3,288.02]
[null,288.12,72.400000000000006,2769.5,"vapor",null,null,null,null,null,null,null,null,null,72.400000000000006,288.12]
[null,288.20999999999998,72.5,2769.3,"vapor",null,null,null,null,null,null,null,null,null,72.5,288.20999999999998]
[null,288.31,72.599999999999994,2769.2,"vapor",null,null,null,null,null,null,null,null,null,72.599999999999994,288.31]
[null,288.39999999999998,72.7,2769,"vapor",null,null,null,null,null,null,null,null,null,72.7,288.39999999999998]
[null,288.5,72.8,2768.9,"vapor",null,null,null,null,null,null,null,null,null,72.8,288.5]
[null,288.58999999999997,72.900000000000006,2768.8,"vapor",null,null,null,null,null,null,null,null,null,72.900000000000006,288.58999999999997]
[null,288.68,73,2768.6,"vapor",null,null,null,null,null,null,null,null,null,73,288.68]
[null,288.77999999999997,73.099999999999994,2768.5,"vapor",null,null,null,null,null,null,null,null,null,73.099999999999994,288.77999999999997]
[null,288.87,73.2,2768.4,"vapor",null,null,null,null,null,null,null,null,null,73.2,288.87]
[null,288.95999999999998,73.3,2768.2,"vapor",null,null,null,null,null,null,null,null,null,73.3,288.95999999999998]
[null,289.06,73.400000000000006,2768.1,"vapor",null,null,null,null,null,null,null,null,null,73.400000000000006,289.06]
[null,289.14999999999998,73.5,2768,"vapor",null,null,null,null,null,null,null,null,null,73.5,289.14999999999998]
[null,289.24,73.599999999999994,2767.8,"vapor",null,null,null,null,null,null,null,null,null,73.599999999999994,289.24]
[null,289.33999999999997,73.7,2767.7,"vapor",null,null,null,null,null,null,null,null,null,73.7,289.33999999999997]
[null,289.43,73.8,2767.6,"vapor",null,null,null,null,null,null,null,null,null,73.8,289.43]
[null,289.52,73.900000000000006,2767.4,"vapor",null,null,null,null,null,null,null,null,null,73.900000000000006,289.52]
[null,289.61,74,2767.3,"vapor",null,null,null,null,null,null,null,null,null,74,289.61]
[null,289.70999999999998,74.099999999999994,2767.1,"vapor",null,null,null,null,null,null,null,null,null,74.099999999999994,289.70999999999998]
[null,289.8,74.2,2767,"vapor",null,null,null,null,null,null,null,null,null,74.2,289.8]
[null,289.89,74.3,2766.9,"vapor",null,null,null,null,null,null,null,null,null,74.3,289.89]
[null,289.98,74.400000000000006,2766.7,"vapor",null,null,null,null,null,null,null,null,null,74.400000000000006,289.98]
[null,290.08,74.5,2766.6,"vapor",null,null,null,null,null,null,null,null,null,74.5,290.08]
[null,290.17,74.599999999999994,2766.4,"vapor",null,null,null,null,null,null,null,null,null,74.599999999999994,290.17]
[null,290.26,74.7,2766.3,"vapor",null,null,null,null,null,null,null,null,null,74.7,290.26]
[null,290.35000000000002,74.8,2766.2,"vapor",null,null,null,null,null,null,null,null,null,74.8,290.35000000000002]
[null,290.44,74.900000000000006,2766,"vapor",null,null,null,null,null,null,null,null,null,74.900000000000006,290.44]
[null,290.54000000000002,75,2765.9,"vapor",null,null,null,null,null,null,null,null,null,75,290.54000000000002]
[null,290.63,75.099999999999994,2765.8,"vapor",null,null,null,null,null,null,null,null,null,75.099999999999994,290.63]
[null,290.72000000000003,75.2,2765.6,"vapor",null,null,null,null,null,null,null,null,null,75.2,290.72000000000003]
[null,290.81,75.3,2765.5,"vapor",null,null,null,null,null,null,null,null,null,75.3,290.81]
[null,290.89999999999998,75.400000000000006,2765.3,"vapor",null,null,null,null,null,null,null,null,null,75.400000000000006,290.89999999999998]
[null,290.99,75.5,2765.2,"vapor",null,null,null,null,null,null,null,null,null,75.5,290.99]
[null,291.08,75.599999999999994,2765,"vapor",null,null,null,null,null,null,null,null,null,75.599999999999994,291.08]
[null,291.18,75.7,2764.9,"vapor",null,null,null,null,null,null,null,null,null,75.7,291.18]
[null,291.27,75.8,2764.8,"vapor",null,null,null,null,null,null,null,null,null,75.8,291.27]
[null,291.36,75.900000000000006,2764.6,"vapor",null,null,null,null,null,null,null,null,null,75.900000000000006,291.36]
[null,291.45,76,2764.5,"vapor",null,null,null,null,null,null,null,null,null,76,291.45]
[null,291.54000000000002,76.099999999999994,2764.3,"vapor",null,null,null,null,null,null,null,null,null,76.099999999999994,291.54000000000002]
[null,291.63,76.2,2764.2,"vapor",null,null,null,null,null,null,null,null,null,76.2,291.63]
[null,291.72000000000003,76.3,2764.1,"vapor",null,null,null,null,null,null,null,null,null,76.3,291.72000000000003]
[null,291.81,76.400000000000006,2763.9,"vapor",null,null,null,null,null,null,null,null,null,76.400000000000006,291.81]
[null,291.89999999999998,76.5,2763.8,"vapor",null,null,null,null,null,null,null,null,null,76.5,291.89999999999998]
[null,291.99,76.599999999999994,2763.6,"vapor",null,null,null,null,null,null,null,null,null,76.599999999999994,291.99]
[null,292.08,76.7,2763.5,"vapor",null,null,null,null,null,null,null,null,null,76.7,292.08]
[null,292.17,76.8,2763.3,"vapor",null,null,null,null,null,null,null,null,null,76.8,292.17]
[null,292.26,76.900000000000006,2763.2,"vapor",null,null,null,null,null,null,null,null,null,76.900000000000006,292.26]
[null,292.35000000000002,77,2763.1,"vapor",null,null,null,null,null,null,null,null,null,77,292.35000000000002]
[null,292.44,77.099999999999994,2762.9,"vapor",null,null,null,null,null,null,null,null,null,77.099999999999994,292.44]
[null,292.52999999999997,77.2,2762.8,"vapor",null,null,null,null,null,null,null,null,null,77.2,292.52999999999997]
[null,292.62,77.3,2762.6,"vapor",null,null,null,null,null,null,null,null,null,77.3,292.62]
[null,292.70999999999998,77.400000000000006,2762.5,"vapor",null,null,null,null,null,null,null,null,null,77.400000000000006,292.70999999999998]
[null,292.8,77.5,2762.3,"vapor",null,null,null,null,null,null,null,null,null,77.5,292.8]
[null,292.89,77.599999999999994,2762.2,"vapor",null,null,null,null,null,null,null,null,null,77.599999999999994,292.89]
[null,292.98,77.7,2762.1,"vapor",null,null,null,null,null,null,null,null,null,77.7,292.98]
[null,293.07,77.8,2761.9,"vapor",null,null,null,null,null,null,null,null,null,77.8,293.07]
[null,293.16000000000003,77.900000000000006,2761.8,"vapor",null,null,null,null,null,null,null,null,null,77.900000000000006,293.16000000000003]
[null,293.25,78,2761.6,"vapor",null,null,null,null,null,null,null,null,null,78,293.25]
[null,293.33,78.099999999999994,2761.5,"vapor",null,null,null,null,null,null,null,null,null,78.099999999999994,293.33]
[null,293.42,78.2,2761.3,"vapor",null,null,null,null,null,null,null,null,null,78.2,293.42]
[null,293.51,78.3,2761.2,"vapor",null,null,null,null,null,null,null,null,null,78.3,293.51]
[null,293.60000000000002,78.400000000000006,2761,"vapor",null,null,null,null,null,null,null,null,null,78.400000000000006,293.60000000000002]
[null,293.69,78.5,2760.9,"vapor",null,null,null,null,null,null,null,null,null,78.5,293.69]
[null,293.77999999999997,78.599999999999994,2760.7,"vapor",null,null,null,null,null,null,null,null,null,78.599999999999994,293.77999999999997]
[null,293.87,78.7,2760.6,"vapor",null,null,null,null,null,null,null,null,null,78.7,293.87]
[null,293.95,78.8,2760.5,"vapor",null,null,null,null,null,null,null,null,null,78.8,293.95]
[null,294.04000000000002,78.900000000000006,2760.3,"vapor",null,null,null,null,null,null,null,null,null,78.900000000000006,294.04000000000002]
[null,294.13,79,2760.2,"vapor",null,null,null,null,null,null,null,null,null,79,294.13]
[null,294.22000000000003,79.099999999999994,2760,"vapor",null,null,null,null,null,null,null,null,null,79.099999999999994,294.22000000000003]
[null,294.31,79.2,2759.9,"vapor",null,null,null,null,null,null,null,null,null,79.2,294.31]
[null,294.39,79.3,2759.7,"vapor",null,null,null,null,null,null,null,null,null,79.3,294.39]
[null,294.48,79.400000000000006,2759.6,"vapor",null,null,null,null,null,null,null,null,null,79.400000000000006,294.48]
[null,294.57,79.5,2759.4,"vapor",null,null,null,null,null,null,null,null,null,79.5,294.57]
[null,294.66000000000003,79.599999999999994,2759.3,"vapor",null,null,null,null,null,null,null,null,null,79.599999999999994,294.66000000000003]
[null,294.75,79.7,2759.1,"vapor",null,null,null,null,null,null,null,null,null,79.7,294.75]
[null,294.83,79.8,2759,"vapor",null,null,null,null,null,null,null,null,null,79.8,294.83]
[null,294.92,79.900000000000006,2758.8,"vapor",null,null,null,null,null,null,null,null,null,79.900000000000006,294.92]
[null,295.01,80,2758.7,"vapor",null,null,null,null,null,null,null,null,null,80,295.01]
[null,295.08999999999997,80.099999999999994,2758.5,"vapor",null,null,null,null,null,null,null,null,null,80.099999999999994,295.08999999999997]
[null,295.18,80.2,2758.4,"vapor",null,null,null,null,null,null,null,null,null,80.2,295.18]
[null,295.27,80.3,2758.2,"vapor",null,null,null,null,null,null,null,null,null,80.3,295.27]
[null,295.36,80.400000000000006,2758.1,"vapor",null,null,null,null,null,null,null,null,null,80.400000000000006,295.36]
[null,295.44,80.5,2757.9,"vapor",null,null,null,null,null,null,null,null,null,80.5,295.44]
[null,295.52999999999997,80.599999999999994,2757.8,"vapor",null,null,null,null,null,null,null,null,null,80.599999999999994,295.52999999999997]
[null,295.62,80.7,2757.6,"vapor",null,null,null,null,null,null,null,null,null,80.7,295.62]
[null,295.7,80.8,2757.5,"vapor",null,null,null,null,null,null,null,null,null,80.8,295.7]
[null,295.79000000000002,80.900000000000006,2757.3,"vapor",null,null,null,null,null,null,null,null,null,80.900000000000006,295.79000000000002]
[null,295.88,81,2757.2,"vapor",null,null,null,null,null,null,null,null,null,81,295.88]
[null,295.95999999999998,81.099999999999994,2757,"vapor",null,null,null,null,null,null,null,null,null,81.099999999999994,295.95999999999998]
[null,296.05,81.2,2756.9,"vapor",null,null,null,null,null,null,null,null,null,81.2,296.05]
[null,296.14,81.3,2756.7,"vapor",null,null,null,null,null,null,null,null,null,81.3,296.14]
[null,296.22000000000003,81.400000000000006,2756.6,"vapor",null,null,null,null,null,null,null,null,null,81.400000000000006,296.22000000000003]
[null,296.31,81.5,2756.4,"vapor",null,null,null,null,null,null,null,null,null,81.5,296.31]
[null,296.39,81.599999999999994,2756.3,"vapor",null,null,null,null,null,null,null,null,null,81.599999999999994,296.39]
[null,296.48,81.7,2756.1,"vapor",null,null,null,null,null,null,null,null,null,81.7,296.48]
[null,296.57,81.8,2756,"vapor",null,null,null,null,null,null,null,null,null,81.8,296.57]
[null,296.64999999999998,81.900000000000006,2755.8,"vapor",null,null,null,null,null,null,null,null,null,81.900000000000006,296.64999999999998]
[null,296.74,82,2755.7,"vapor",null,null,null,null,null,null,null,null,null,82,296.74]
[null,296.82,82.1,2755.5,"vapor",null,null,null,null,null,null,null,null,null,82.1,296.82]
[null,296.91000000000003,82.2,2755.4,"vapor",null,null,null,null,null,null,null,null,null,82.2,296.91000000000003]
[null,296.99,82.3,2755.2,"vapor",null,null,null,null,null,null,null,null,null,82.3,296.99]
[null,297.08,82.4,2755.1,"vapor",null,null,null,null,null,null,null,null,null,82.4,297.08]
[null,297.16000000000003,82.5,2754.9,"vapor",null,null,null,null,null,null,null,null,null,82.5,297.16000000000003]
[null,297.25,82.6,2754.8,"vapor",null,null,null,null,null,null,null,null,null,82.6,297.25]
[null,297.33,82.7,2754.6,"vapor",null,null,null,null,null,null,null,null,null,82.7,297.33]
[null,297.42,82.8,2754.5,"vapor",null,null,null,null,null,null,null,null,null,82.8,297.42]
[null,297.5,82.9,2754.3,"vapor",null,null,null,null,null,null,null,null,null,82.9,297.5]
[null,297.58999999999997,83,2754.1,"vapor",null,null,null,null,null,null,null,null,null,83,297.58999999999997]
[null,297.67,83.1,2754,"vapor",null,null,null,null,null,null,null,null,null,83.1,297.67]
[null,297.76,83.2,2753.8,"vapor",null,null,null,null,null,null,null,null,null,83.2,297.76]
[null,297.83999999999997,83.3,2753.7,"vapor",null,null,null,null,null,null,null,null,null,83.3,297.83999999999997]
[null,297.93,83.4,2753.5,"vapor",null,null,null,null,null,null,null,null,null,83.4,297.93]
[null,298.01,83.5,2753.4,"vapor",null,null,null,null,null,null,null,null,null,83.5,298.01]
[null,298.10000000000002,83.6,2753.2,"vapor",null,null,null,null,null,null,null,null,null,83.6,298.10000000000002]
[null,298.18,83.7,2753.1,"vapor",null,null,null,null,null,null,null,null,null,83.7,298.18]
[null,298.27,83.8,2752.9,"vapor",null,null,null,null,null,null,null,null,null,83.8,298.27]
[null,298.35000000000002,83.9,2752.8,"vapor",null,null,null,null,null,null,null,null,null,83.9,298.35000000000002]
[null,298.43,84,2752.6,"vapor",null,null,null,null,null,null,null,null,null,84,298.43]
[null,298.52,84.1,2752.4,"vapor",null,null,null,null,null,null,null,null,null,84.1,298.52]
[null,298.60000000000002,84.2,2752.3,"vapor",null,null,null,null,null,null,null,null,null,84.2,298.60000000000002]
[null,298.69,84.3,2752.1,"vapor",null,null,null,null,null,null,null,null,null,84.3,298.69]
[null,298.77,84.4,2752,"vapor",null,null,null,null,null,null,null,null,null,84.4,298.77]
[null,298.85000000000002,84.5,2751.8,"vapor",null,null,null,null,null,null,null,null,null,84.5,298.85000000000002]
[null,298.94,84.6,2751.7,"vapor",null,null,null,null,null,null,null,null,null,84.6,298.94]
[null,299.02,84.7,2751.5,"vapor",null,null,null,null,null,null,null,null,null,84.7,299.02]
[null,299.10000000000002,84.8,2751.3,"vapor",null,null,null,null,null,null,null,null,null,84.8,299.10000000000002]
[null,299.19,84.9,2751.2,"vapor",null,null,null,null,null,null,null,null,null,84.9,299.19]
[null,299.27,85,2751,"vapor",null,null,null,null,null,null,null,null,null,85,299.27]
[null,299.35000000000002,85.1,2750.9,"vapor",null,null,null,null,null,null,null,null,null,85.1,299.35000000000002]
[null,299.44,85.2,2750.7,"vapor",null,null,null,null,null,null,null,null,null,85.2,299.44]
[null,299.52,85.3,2750.6,"vapor",null,null,null,null,null,null,null,null,null,85.3,299.52]
[null,299.60000000000002,85.4,2750.4,"vapor",null,null,null,null,null,null,null,null,null,85.4,299.60000000000002]
[null,299.69,85.5,2750.2,"vapor",null,null,null,null,null,null,null,null,null,85.5,299.69]
[null,299.77,85.6,2750.1,"vapor",null,null,null,null,null,null,null,null,null,85.6,299.77]
[null,299.85000000000002,85.7,2749.9,"vapor",null,null,null,null,null,null,null,null,null,85.7,299.85000000000002]
[null,299.93,85.8,2749.8,"vapor",null,null,null,null,null,null,null,null,null,85.8,299.93]
[null,300.02,85.9,2749.6,"vapor",null,null,null,null,null,null,null,null,null,85.9,300.02]
[null,300.10000000000002,86,2749.4,"vapor",null,null,null,null,null,null,null,null,null,86,300.10000000000002]
[null,300.18,86.1,2749.3,"vapor",null,null,null,null,null,null,null,null,null,86.1,300.18]
[null,300.26,86.2,2749.1,"vapor",null,null,null,null,null,null,null,null,null,86.2,300.26]
[null,300.35000000000002,86.3,2749,"vapor",null,null,null,null,null,null,null,null,null,86.3,300.35000000000002]
[null,300.43,86.4,2748.8,"vapor",null,null,null,null,null,null,null,null,null,86.4,300.43]
[null,300.51,86.5,2748.6,"vapor",null,null,null,null,null,null,null,null,null,86.5,300.51]
[null,300.58999999999997,86.6,2748.5,"vapor",null,null,null,null,null,null,null,null,null,86.6,300.58999999999997]
[null,300.68,86.7,2748.3,"vapor",null,null,null,null,null,null,null,null,null,86.7,300.68]
[null,300.76,86.8,2748.2,"vapor",null,null,null,null,null,null,null,null,null,86.8,300.76]
[null,300.83999999999997,86.9,2748,"vapor",null,null,null,null,null,null,null,null,null,86.9,300.83999999999997]
[null,300.92,87,2747.8,"vapor",null,null,null,null,null,null,null,null,null,87,300.92]
[null,301,87.1,2747.7,"vapor",null,null,null,null,null,null,null,null,null,87.1,301]
[null,301.08999999999997,87.2,2747.5,"vapor",null,null,null,null,null,null,null,null,null,87.2,301.08999999999997]
[null,301.17,87.3,2747.4,"vapor",null,null,null,null,null,null,null,null,null,87.3,301.17]
[null,301.25,87.4,2747.2,"vapor",null,null,null,null,null,null,null,null,null,87.4,301.25]
[null,301.33,87.5,2747,"vapor",null,null,null,null,null,null,null,null,null,87.5,301.33]
[null,301.41000000000003,87.6,2746.9,"vapor",null,null,null,null,null,null,null,null,null,87.6,301.41000000000003]
[null,301.49,87.7,2746.7,"vapor",null,null,null,null,null,null,null,null,null,87.7,301.49]
[null,301.57,87.8,2746.6,"vapor",null,null,null,null,null,null,null,null,null,87.8,301.57]
[null,301.66000000000003,87.9,2746.4,"vapor",null,null,null,null,null,null,null,null,null,87.9,301.66000000000003]
[null,301.74,88,2746.2,"vapor",null,null,null,null,null,null,null,null,null,88,301.74]
[null,301.82,88.1,2746.1,"vapor",null,null,null,null,null,null,null,null,null,88.1,301.82]
[null,301.89999999999998,88.2,2745.9,"vapor",null,null,null,null,null,null,null,null,null,88.2,301.89999999999998]
[null,301.98,88.3,2745.7,"vapor",null,null,null,null,null,null,null,null,null,88.3,301.98]
[null,302.06,88.4,2745.6,"vapor",null,null,null,null,null,null,null,null,null,88.4,302.06]
[null,302.14,88.5,2745.4,"vapor",null,null,null,null,null,null,null,null,null,88.5,302.14]
[null,302.22000000000003,88.6,2745.2,"vapor",null,null,null,null,null,null,null,null,null,88.6,302.22000000000003]
[null,302.3,88.7,2745.1,"vapor",null,null,null,null,null,null,null,null,null,88.7,302.3]
[null,302.38,88.8,2744.9,"vapor",null,null,null,null,null,null,null,null,null,88.8,302.38]
[null,302.45999999999998,88.9,2744.8,"vapor",null,null,null,null,null,null,null,null,null,88.9,302.45999999999998]
[null,302.54000000000002,89,2744.6,"vapor",null,null,null,null,null,null,null,null,null,89,302.54000000000002]
[null,302.62,89.1,2744.4,"vapor",null,null,null,null,null,null,null,null,null,89.1,302.62]
[null,302.7,89.2,2744.3,"vapor",null,null,null,null,null,null,null,null,null,89.2,302.7]
[null,302.79000000000002,89.3,2744.1,"vapor",null,null,null,null,null,null,null,null,null,89.3,302.79000000000002]
[null,302.87,89.4,2743.9,"vapor",null,null,null,null,null,null,null,null,null,89.4,302.87]
[null,302.95,89.5,2743.8,"vapor",null,null,null,null,null,null,null,null,null,89.5,302.95]
[null,303.02999999999997,89.6,2743.6,"vapor",null,null,null,null,null,null,null,null,null,89.6,303.02999999999997]
[null,303.11,89.7,2743.4,"vapor",null,null,null,null,null,null,null,null,null,89.7,303.11]
[null,303.19,89.8,2743.3,"vapor",null,null,null,null,null,null,null,null,null,89.8,303.19]
[null,303.27,89.9,2743.1,"vapor",null,null,null,null,null,null,null,null,null,89.9,303.27]
[null,303.33999999999997,90,2742.9,"vapor",null,null,null,null,null,null,null,null,null,90,303.33999999999997]
[null,303.42,90.1,2742.8,"vapor",null,null,null,null,null,null,null,null,null,90.1,303.42]
[null,303.5,90.2,2742.6,"vapor",null,null,null,null,null,null,null,null,null,90.2,303.5]
[null,303.58,90.3,2742.4,"vapor",null,null,null,null,null,null,null,null,null,90.3,303.58]
[null,303.66000000000003,90.4,2742.3,"vapor",null,null,null,null,null,null,null,null,null,90.4,303.66000000000003]
[null,303.74,90.5,2742.1,"vapor",null,null,null,null,null,null,null,null,null,90.5,303.74]
[null,303.82,90.6,2741.9,"vapor",null,null,null,null,null,null,null,null,null,90.6,303.82]
[null,303.89999999999998,90.7,2741.8,"vapor",null,null,null,null,null,null,null,null,null,90.7,303.89999999999998]
[null,303.98,90.8,2741.6,"vapor",null,null,null,null,null,null,null,null,null,90.8,303.98]
[null,304.06,90.9,2741.4,"vapor",null,null,null,null,null,null,null,null,null,90.9,304.06]
[null,304.14,91,2741.3,"vapor",null,null,null,null,null,null,null,null,null,91,304.14]
[null,304.22000000000003,91.1,2741.1,"vapor",null,null,null,null,null,null,null,null,null,91.1,304.22000000000003]
[null,304.3,91.2,2740.9,"vapor",null,null,null,null,null,null,null,null,null,91.2,304.3]
[null,304.38,91.3,2740.8,"vapor",null,null,null,null,null,null,null,null,null,91.3,304.38]
[null,304.45,91.4,2740.6,"vapor",null,null,null,null,null,null,null,null,null,91.4,304.45]
[null,304.52999999999997,91.5,2740.4,"vapor",null,null,null,null,null,null,null,null,null,91.5,304.52999999999997]
[null,304.61,91.6,2740.3,"vapor",null,null,null,null,null,null,null,null,null,91.6,304.61]
[null,304.69,91.7,2740.1,"vapor",null,null,null,null,null,null,null,null,null,91.7,304.69]
[null,304.77,91.8,2739.9,"vapor",null,null,null,null,null,null,null,null,null,91.8,304.77]
[null,304.85000000000002,91.9,2739.8,"vapor",null,null,null,null,null,null,null,null,null,91.9,304.85000000000002]
[null,304.93,92,2739.6,"vapor",null,null,null,null,null,null,null,null,null,92,304.93]
[null,305,92.1,2739.4,"vapor",null,null,null,null,null,null,null,null,null,92.1,305]
[null,305.08,92.2,2739.2,"vapor",null,null,null,null,null,null,null,null,null,92.2,305.08]
[null,305.16000000000003,92.3,2739.1,"vapor",null,null,null,null,null,null,null,null,null,92.3,305.16000000000003]
[null,305.24,92.4,2738.9,"vapor",null,null,null,null,null,null,null,null,null,92.4,305.24]
[null,305.32,92.5,2738.7,"vapor",null,null,null,null,null,null,null,null,null,92.5,305.32]
[null,305.39999999999998,92.6,2738.6,"vapor",null,null,null,null,null,null,null,null,null,92.6,305.39999999999998]
[null,305.47000000000003,92.7,2738.4,"vapor",null,null,null,null,null,null,null,null,null,92.7,305.47000000000003]
[null,305.55,92.8,2738.2,"vapor",null,null,null,null,null,null,null,null,null,92.8,305.55]
[null,305.63,92.9,2738.1,"vapor",null,null,null,null,null,null,null,null,null,92.9,305.63]
[null,305.70999999999998,93,2737.9,"vapor",null,null,null,null,null,null,null,null,null,93,305.70999999999998]
[null,305.77999999999997,93.1,2737.7,"vapor",null,null,null,null,null,null,null,null,null,93.1,305.77999999999997]
[null,305.86,93.2,2737.5,"vapor",null,null,null,null,null,null,null,null,null,93.2,305.86]
[null,305.94,93.3,2737.4,"vapor",null,null,null,null,null,null,null,null,null,93.3,305.94]
[null,306.02,93.4,2737.2,"vapor",null,null,null,null,null,null,null,null,null,93.4,306.02]
[null,306.08999999999997,93.5,2737,"vapor",null,null,null,null,null,null,null,null,null,93.5,306.08999999999997]
[null,306.17,93.6,2736.9,"vapor",null,null,null,null,null,null,null,null,null,93.6,306.17]
[null,306.25,93.7,2736.7,"vapor",null,null,null,null,null,null,null,null,null,93.7,306.25]
[null,306.33,93.8,2736.5,"vapor",null,null,null,null,null,null,null,null,null,93.8,306.33]
[null,306.39999999999998,93.9,2736.3,"vapor",null,null,null,null,null,null,null,null,null,93.9,306.39999999999998]
[null,306.48,94,2736.2,"vapor",null,null,null,null,null,null,null,null,null,94,306.48]
[null,306.56,94.1,2736,"vapor",null,null,null,null,null,null,null,null,null,94.1,306.56]
[null,306.63,94.2,2735.8,"vapor",null,null,null,null,null,null,null,null,null,94.2,306.63]
[null,306.70999999999998,94.3,2735.6,"vapor",null,null,null,null,null,null,null,null,null,94.3,306.70999999999998]
[null,306.79000000000002,94.4,2735.5,"vapor",null,null,null,null,null,null,null,null,null,94.4,306.79000000000002]
[null,306.87,94.5,2735.3,"vapor",null,null,null,null,null,null,null,null,null,94.5,306.87]
[null,306.94,94.6,2735.1,"vapor",null,null,null,null,null,null,null,null,null,94.6,306.94]
[null,307.02,94.7,2735,"vapor",null,null,null,null,null,null,null,null,null,94.7,307.02]
[null,307.10000000000002,94.8,2734.8,"vapor",null,null,null,null,null,null,null,null,null,94.8,307.10000000000002]
[null,307.17,94.9,2734.6,"vapor",null,null,null,null,null,null,null,null,null,94.9,307.17]
[null,307.25,95,2734.4,"vapor",null,null,null,null,null,null,null,null,null,95,307.25]
[null,307.33,95.1,2734.3,"vapor",null,null,null,null,null,null,null,null,null,95.1,307.33]
[null,307.39999999999998,95.2,2734.1,"vapor",null,null,null,null,null,null,null,null,null,95.2,307.39999999999998]
[null,307.48,95.3,2733.9,"vapor",null,null,null,null,null,null,null,null,null,95.3,307.48]
[null,307.55,95.4,2733.7,"vapor",null,null,null,null,null,null,null,null,null,95.4,307.55]
[null,307.63,95.5,2733.6,"vapor",null,null,null,null,null,null,null,null,null,95.5,307.63]
[null,307.70999999999998,95.6,2733.4,"vapor",null,null,null,null,null,null,null,null,null,95.6,307.70999999999998]
[null,307.77999999999997,95.7,2733.2,"vapor",null,null,null,null,null,null,null,null,null,95.7,307.77999999999997]
[null,307.86,95.8,2733,"vapor",null,null,null,null,null,null,null,null,null,95.8,307.86]
[null,307.93,95.9,2732.9,"vapor",null,null,null,null,null,null,null,null,null,95.9,307.93]
[null,308.01,96,2732.7,"vapor",null,null,null,null,null,null,null,null,null,96,308.01]
[null,308.08999999999997,96.1,2732.5,"vapor",null,null,null,null,null,null,null,null,null,96.1,308.08999999999997]
[null,308.16000000000003,96.2,2732.3,"vapor",null,null,null,null,null,null,null,null,null,96.2,308.16000000000003]
[null,308.24,96.3,2732.1,"vapor",null,null,null,null,null,null,null,null,null,96.3,308.24]
[null,308.31,96.4,2732,"vapor",null,null,null,null,null,null,null,null,null,96.4,308.31]
[null,308.39,96.5,2731.8,"vapor",null,null,null,null,null,null,null,null,null,96.5,308.39]
[null,308.45999999999998,96.6,2731.6,"vapor",null,null,null,null,null,null,null,null,null,96.6,308.45999999999998]
[null,308.54000000000002,96.7,2731.4,"vapor",null,null,null,null,null,null,null,null,null,96.7,308.54000000000002]
[null,308.62,96.8,2731.3,"vapor",null,null,null,null,null,null,null,null,null,96.8,308.62]
[null,308.69,96.9,2731.1,"vapor",null,null,null,null,null,null,null,null,null,96.9,308.69]
[null,308.77,97,2730.9,"vapor",null,null,null,null,null,null,null,null,null,97,308.77]
[null,308.83999999999997,97.1,2730.7,"vapor",null,null,null,null,null,null,null,null,null,97.1,308.83999999999997]
[null,308.92,97.2,2730.5,"vapor",null,null,null,null,null,null,null,null,null,97.2,308.92]
[null,308.99,97.3,2730.4,"vapor",null,null,null,null,null,null,null,null,null,97.3,308.99]
[null,309.07,97.4,2730.2,"vapor",null,null,null,null,null,null,null,null,null,97.4,309.07]
[null,309.14,97.5,2730,"vapor",null,null,null,null,null,null,null,null,null,97.5,309.14]
[null,309.22000000000003,97.6,2729.8,"vapor",null,null,null,null,null,null,null,null,null,97.6,309.22000000000003]
[null,309.29000000000002,97.7,2729.7,"vapor",null,null,null,null,null,null,null,null,null,97.7,309.29000000000002]
[null,309.37,97.8,2729.5,"vapor",null,null,null,null,null,null,null,null,null,97.8,309.37]
[null,309.44,97.9,2729.3,"vapor",null,null,null,null,null,null,null,null,null,97.9,309.44]
[null,309.52,98,2729.1,"vapor",null,null,null,null,null,null,null,null,null,98,309.52]
[null,309.58999999999997,98.1,2728.9,"vapor",null,null,null,null,null,null,null,null,null,98.1,309.58999999999997]
[null,309.66000000000003,98.2,2728.8,"vapor",null,null,null,null,null,null,null,null,null,98.2,309.66000000000003]
[null,309.74,98.3,2728.6,"vapor",null,null,null,null,null,null,null,null,null,98.3,309.74]
[null,309.81,98.4,2728.4,"vapor",null,null,null,null,null,null,null,null,null,98.4,309.81]
[null,309.89,98.5,2728.2,"vapor",null,null,null,null,null,null,null,null,null,98.5,309.89]
[null,309.95999999999998,98.6,2728,"vapor",null,null,null,null,null,null,null,null,null,98.6,309.95999999999998]
[null,310.04000000000002,98.7,2727.9,"vapor",null,null,null,null,null,null,null,null,null,98.7,310.04000000000002]
[null,310.11,98.8,2727.7,"vapor",null,null,null,null,null,null,null,null,null,98.8,310.11]
[null,310.19,98.9,2727.5,"vapor",null,null,null,null,null,null,null,null,null,98.9,310.19]
[null,310.26,99,2727.3,"vapor",null,null,null,null,null,null,null,null,null,99,310.26]
[null,310.33,99.1,2727.1,"vapor",null,null,null,null,null,null,null,null,null,99.1,310.33]
[null,310.41000000000003,99.2,2727,"vapor",null,null,null,null,null,null,null,null,null,99.2,310.41000000000003]
[null,310.48,99.3,2726.8,"vapor",null,null,null,null,null,null,null,null,null,99.3,310.48]
[null,310.56,99.4,2726.6,"vapor",null,null,null,null,null,null,null,null,null,99.4,310.56]
[null,310.63,99.5,2726.4,"vapor",null,null,null,null,null,null,null,null,null,99.5,310.63]
[null,310.7,99.6,2726.2,"vapor",null,null,null,null,null,null,null,null,null,99.6,310.7]
[null,310.77999999999997,99.7,2726,"vapor",null,null,null,null,null,null,null,null,null,99.7,310.77999999999997]
[null,310.85000000000002,99.8,2725.9,"vapor",null,null,null,null,null,null,null,null,null,99.8,310.85000000000002]
[null,310.92,99.9,2725.7,"vapor",null,null,null,null,null,null,null,null,null,99.9,310.92]
[null,311,100,2725.5,"vapor",null,null,null,null,null,null,null,null,null,100,311]

{"sheet":"DS2","index":5,"n_rows":1005,"n_cols":21,"rows_kept":1005,"cut":false,"hidden":true,"merged":[[6,6,7,6]]}
[]
[null,"Sıvı Faz Data"]
[]
[]
[null,"Basınç (bar)","Sıcaklık (C)","Enthalpi (kJ/kg)","Phase",null,null,null,null,null,null,null,"Basınç (bar)","Sıcaklık (C)","Enthalpi (kJ/kg)"]
[null,0.1,45.805999999999997,191.81,"liquid",null,null,null,null,null,null,null,0.1,45.805999999999997,191.81]
[null,0.2,60.058,251.42,"liquid",null,null,null,null,null,null,null,0.2,60.058,251.42]
[null,0.3,69.094999999999999,289.27,"liquid",null,null,null,null,null,null,null,0.3,69.094999999999999,289.27]
[null,0.4,75.856999999999999,317.62,"liquid",null,null,null,null,null,null,null,0.4,75.856999999999999,317.62,null,"Basınç",{"$f":"#REF!","v":{"$error":"#REF!"}}]
[null,0.5,81.316999999999993,340.54,"liquid",null,"Sıcaklık",{"$f":"#REF!","v":{"$error":"#REF!"}},null,null,null,null,0.5,81.316999999999993,340.54,null,"Entalpi",{"$f":"U16","v":{"$error":"#REF!"}}]
[null,0.6,85.926000000000002,359.91,"liquid",null,"Entalpi",{"$f":"K16","v":{"$error":"#REF!"}},null,null,null,null,0.6,85.926000000000002,359.91,null,"Sıcaklık",{"$f":"U18","v":{"$error":"#REF!"}}]
[null,0.7,89.932000000000002,376.75,"liquid",null,null,null,null,null,null,null,0.7,89.932000000000002,376.75]
[null,0.8,93.486000000000004,391.71,"liquid",null,"X1","X2","X Fark","X1 'den  X 'e","İnterpolasyon",null,0.8,93.486000000000004,391.71,null,"X1","X2","X Fark","X1 'den  X 'e","İnterpolasyon"]
[null,0.9,96.686999999999998,405.2,"liquid",null,{"$f":"VLOOKUP(H10,$C$6:$D$1005,1)","v":{"$error":"#REF!"}},{"$f":"INDEX($C$6:$D$1005,MATCH(G14,$C$6:$C$1005,0)+1,1)","v":{"$error":"#REF!"}},{"$f":"H14-G14","v":{"$error":"#REF!"}},{"$f":"H10-G14","v":{"$error":"#REF!"}},{"$f":"J14/I14+G14","v":{"$error":"#REF!"}},null,0.9,96.686999999999998,405.2,null,{"$f":"VLOOKUP(R9,$M$6:$N$1005,1)","v":{"$error":"#REF!"}},{"$f":"Q14+0.1","v":{"$error":"#REF!"}},{"$f":"R14-Q14","v":{"$error":"#REF!"}},{"$f":"Q14-R9","v":{"$error":"#REF!"}},{"$f":"T14/S14+Q14","v":{"$error":"#REF!"}}]
[null,1,99.605999999999995,417.5,"liquid",null,"Y1","Y2","Y Fark",null,null,null,1,99.605999999999995,417.5,null,"Y1","Y2","Y Fark"]
[null,1.1000000000000001,102.29,428.84,"liquid",null,{"$f":"VLOOKUP(G14,$C$6:$D$1005,2)","v":{"$error":"#REF!"}},{"$f":"VLOOKUP(H14,$C$6:$D$1005,2)","v":{"$error":"#REF!"}},{"$f":"H16-G16","v":{"$error":"#REF!"}},null,{"$f":"J14/I14*I16+G16","v":{"$error":"#REF!"}},null,1.1000000000000001,102.29,428.84,null,{"$f":"VLOOKUP(Q14,$M$6:$O$1005,3)","v":{"$error":"#REF!"}},{"$f":"VLOOKUP(R14,$M$6:$O$1005,3)","v":{"$error":"#REF!"}},2.8100000000000591,null,{"$f":"T14/S14*S16+Q16","v":{"$error":"#REF!"}}]
[null,1.2,104.78,439.36,"liquid",null,null,null,null,null,null,null,1.2,104.78,439.36,null,"Z1","Z2","Z Fark"]
[null,1.3,107.11,449.19,"liquid",null,null,null,null,null,null,null,1.3,107.11,449.19,null,{"$f":"VLOOKUP(Q14,$M$6:$N$1005,2)","v":{"$error":"#REF!"}},{"$f":"VLOOKUP(R14,$M$6:$N$1005,2)","v":{"$error":"#REF!"}},{"$f":"R18-Q18","v":{"$error":"#REF!"}},null,{"$f":"T14/S14*S18+Q18","v":{"$error":"#REF!"}}]
[null,1.4,109.29,458.42,"liquid",null,null,null,null,null,null,null,1.4,109.29,458.42]
[null,1.5,111.35,467.13,"liquid",null,null,null,null,null,null,null,1.5,111.35,467.13]
[null,1.6,113.3,475.38,"liquid",null,null,null,null,null,null,null,1.6,113.3,475.38]
[null,1.7,115.15,483.22,"liquid",null,null,null,null,null,null,null,1.7,115.15,483.22]
[null,1.8,116.91,490.7,"liquid",null,null,null,null,null,null,null,1.8,116.91,490.7]
[null,1.9,118.6,497.85,"liquid",null,null,null,null,null,null,null,1.9,118.6,497.85]
[null,2,120.21,504.7,"liquid",null,null,null,null,null,null,null,2,120.21,504.7]
[null,2.1,121.76,511.29,"liquid",null,null,null,null,null,null,null,2.1,121.76,511.29]
[null,2.2000000000000002,123.25,517.63,"liquid",null,null,null,null,null,null,null,2.2000000000000002,123.25,517.63]
[null,2.2999999999999998,124.69,523.74,"liquid",null,null,null,null,null,null,null,2.2999999999999998,124.69,523.74]
[null,2.4,126.07,529.64,"liquid",null,null,null,null,null,null,null,2.4,126.07,529.64]
[null,2.5,127.41,535.34,"liquid",null,null,null,null,null,null,null,2.5,127.41,535.34]
[null,2.6,128.71,540.87,"liquid",null,null,null,null,null,null,null,2.6,128.71,540.87]
[null,2.7,129.97,546.24,"liquid",null,null,null,null,null,null,null,2.7,129.97,546.24]
[null,2.8,131.19,551.44000000000005,"liquid",null,null,null,null,null,null,null,2.8,131.19,551.44000000000005]
[null,2.9,132.37,556.5,"liquid",null,null,null,null,null,null,null,2.9,132.37,556.5]
[null,3,133.52000000000001,561.42999999999995,"liquid",null,null,null,null,null,null,null,3,133.52000000000001,561.42999999999995]
[null,3.1,134.63999999999999,566.22,"liquid",null,null,null,null,null,null,null,3.1,134.63999999999999,566.22]
[null,3.2,135.74,570.9,"liquid",null,null,null,null,null,null,null,3.2,135.74,570.9]
[null,3.3,136.80000000000001,575.46,"liquid",null,null,null,null,null,null,null,3.3,136.80000000000001,575.46]
[null,3.4,137.84,579.91,"liquid",null,null,null,null,null,null,null,3.4,137.84,579.91]
[null,3.5,138.86000000000001,584.26,"liquid",null,null,null,null,null,null,null,3.5,138.86000000000001,584.26]
[null,3.6,139.85,588.52,"liquid",null,null,null,null,null,null,null,3.6,139.85,588.52]
[null,3.7,140.82,592.67999999999995,"liquid",null,null,null,null,null,null,null,3.7,140.82,592.67999999999995]
[null,3.8,141.77000000000001,596.75,"liquid",null,null,null,null,null,null,null,3.8,141.77000000000001,596.75]
[null,3.9,142.69999999999999,600.74,"liquid",null,null,null,null,null,null,null,3.9,142.69999999999999,600.74]
[null,4,143.61000000000001,604.65,"liquid",null,null,null,null,null,null,null,4,143.61000000000001,604.65]
[null,4.0999999999999996,144.5,608.49,"liquid",null,null,null,null,null,null,null,4.0999999999999996,144.5,608.49]
[null,4.2,145.38,612.25,"liquid",null,null,null,null,null,null,null,4.2,145.38,612.25]
[null,4.3,146.22999999999999,615.95000000000005,"liquid",null,null,null,null,null,null,null,4.3,146.22999999999999,615.95000000000005]
[null,4.4000000000000004,147.08000000000001,619.58000000000004,"liquid",null,null,null,null,null,null,null,4.4000000000000004,147.08000000000001,619.58000000000004]
[null,4.5,147.9,623.14,"liquid",null,null,null,null,null,null,null,4.5,147.9,623.14]
[null,4.5999999999999996,148.72,626.64,"liquid",null,null,null,null,null,null,null,4.5999999999999996,148.72,626.64]
[null,4.7,149.51,630.08000000000004,"liquid",null,null,null,null,null,null,null,4.7,149.51,630.08000000000004]
[null,4.8,150.30000000000001,633.47,"liquid",null,null,null,null,null,null,null,4.8,150.30000000000001,633.47]
[null,4.9000000000000004,151.07,636.79999999999995,"liquid",null,null,null,null,null,null,null,4.9000000000000004,151.07,636.79999999999995]
[null,5,151.83000000000001,640.09,"liquid",null,null,null,null,null,null,null,5,151.83000000000001,640.09]
[null,5.0999999999999996,152.58000000000001,643.30999999999995,"liquid",null,null,null,null,null,null,null,5.0999999999999996,152.58000000000001,643.30999999999995]
[null,5.2,153.31,646.5,"liquid",null,null,null,null,null,null,null,5.2,153.31,646.5]
[null,5.3,154.04,649.63,"liquid",null,null,null,null,null,null,null,5.3,154.04,649.63]
[null,5.4,154.75,652.72,"liquid",null,null,null,null,null,null,null,5.4,154.75,652.72]
[null,5.5,155.46,655.76,"liquid",null,null,null,null,null,null,null,5.5,155.46,655.76]
[null,5.6,156.15,658.77,"liquid",null,null,null,null,null,null,null,5.6,156.15,658.77]
[null,5.7,156.83000000000001,661.73,"liquid",null,null,null,null,null,null,null,5.7,156.83000000000001,661.73]
[null,5.8,157.51,664.65,"liquid",null,null,null,null,null,null,null,5.8,157.51,664.65]
[null,5.9,158.16999999999999,667.53,"liquid",null,null,null,null,null,null,null,5.9,158.16999999999999,667.53]
[null,6,158.83000000000001,670.38,"liquid",null,null,null,null,null,null,null,6,158.83000000000001,670.38]
[null,6.1,159.47,673.19,"liquid",null,null,null,null,null,null,null,6.1,159.47,673.19]
[null,6.2,160.11000000000001,675.96,"liquid",null,null,null,null,null,null,null,6.2,160.11000000000001,675.96]
[null,6.3,160.74,678.7,"liquid",null,null,null,null,null,null,null,6.3,160.74,678.7]
[null,6.4,161.37,681.41,"liquid",null,null,null,null,null,null,null,6.4,161.37,681.41]
[null,6.5,161.97999999999999,684.08,"liquid",null,null,null,null,null,null,null,6.5,161.97999999999999,684.08]
[null,6.6,162.59,686.73,"liquid",null,null,null,null,null,null,null,6.6,162.59,686.73]
[null,6.7,163.19,689.34,"liquid",null,null,null,null,null,null,null,6.7,163.19,689.34]
[null,6.8,163.78,691.92,"liquid",null,null,null,null,null,null,null,6.8,163.78,691.92]
[null,6.9,164.37,694.48,"liquid",null,null,null,null,null,null,null,6.9,164.37,694.48]
[null,7,164.95,697,"liquid",null,null,null,null,null,null,null,7,164.95,697]
[null,7.1,165.52,699.5,"liquid",null,null,null,null,null,null,null,7.1,165.52,699.5]
[null,7.2,166.09,701.97,"liquid",null,null,null,null,null,null,null,7.2,166.09,701.97]
[null,7.3,166.65,704.42,"liquid",null,null,null,null,null,null,null,7.3,166.65,704.42]
[null,7.4,167.2,706.84,"liquid",null,null,null,null,null,null,null,7.4,167.2,706.84]
[null,7.5,167.75,709.24,"liquid",null,null,null,null,null,null,null,7.5,167.75,709.24]
[null,7.6,168.29,711.61,"liquid",null,null,null,null,null,null,null,7.6,168.29,711.61]
[null,7.7,168.83,713.96,"liquid",null,null,null,null,null,null,null,7.7,168.83,713.96]
[null,7.8,169.36,716.28,"liquid",null,null,null,null,null,null,null,7.8,169.36,716.28]
[null,7.9,169.89,718.58,"liquid",null,null,null,null,null,null,null,7.9,169.89,718.58]
[null,8,170.41,720.86,"liquid",null,null,null,null,null,null,null,8,170.41,720.86]
[null,8.1,170.92,723.12,"liquid",null,null,null,null,null,null,null,8.1,170.92,723.12]
[null,8.1999999999999993,171.43,725.36,"liquid",null,null,null,null,null,null,null,8.1999999999999993,171.43,725.36]
[null,8.3000000000000007,171.94,727.58,"liquid",null,null,null,null,null,null,null,8.3000000000000007,171.94,727.58]
[null,8.4,172.44,729.78,"liquid",null,null,null,null,null,null,null,8.4,172.44,729.78]
[null,8.5,172.94,731.95,"liquid",null,null,null,null,null,null,null,8.5,172.94,731.95]
[null,8.6,173.43,734.11,"liquid",null,null,null,null,null,null,null,8.6,173.43,734.11]
[null,8.6999999999999993,173.91,736.25,"liquid",null,null,null,null,null,null,null,8.6999999999999993,173.91,736.25]
[null,8.8000000000000007,174.4,738.37,"liquid",null,null,null,null,null,null,null,8.8000000000000007,174.4,738.37]
[null,8.9,174.88,740.48,"liquid",null,null,null,null,null,null,null,8.9,174.88,740.48]
[null,9,175.35,742.56,"liquid",null,null,null,null,null,null,null,9,175.35,742.56]
[null,9.1,175.82,744.63,"liquid",null,null,null,null,null,null,null,9.1,175.82,744.63]
[null,9.1999999999999993,176.29,746.68,"liquid",null,null,null,null,null,null,null,9.1999999999999993,176.29,746.68]
[null,9.3000000000000007,176.75,748.72,"liquid",null,null,null,null,null,null,null,9.3000000000000007,176.75,748.72]
[null,9.4,177.21,750.73,"liquid",null,null,null,null,null,null,null,9.4,177.21,750.73]
[null,9.5,177.66,752.74,"liquid",null,null,null,null,null,null,null,9.5,177.66,752.74]
[null,9.6,178.11,754.72,"liquid",null,null,null,null,null,null,null,9.6,178.11,754.72]
[null,9.6999999999999993,178.56,756.69,"liquid",null,null,null,null,null,null,null,9.6999999999999993,178.56,756.69]
[null,9.8000000000000007,179,758.65,"liquid",null,null,null,null,null,null,null,9.8000000000000007,179,758.65]
[null,9.9,179.44,760.59,"liquid",null,null,null,null,null,null,null,9.9,179.44,760.59]
[null,10,179.88,762.52,"liquid",null,null,null,null,null,null,null,10,179.88,762.52]
[null,10.1,180.31,764.43,"liquid",null,null,null,null,null,null,null,10.1,180.31,764.43]
[null,10.199999999999999,180.74,766.32,"liquid",null,null,null,null,null,null,null,10.199999999999999,180.74,766.32]
[null,10.3,181.17,768.21,"liquid",null,null,null,null,null,null,null,10.3,181.17,768.21]
[null,10.4,181.59,770.08,"liquid",null,null,null,null,null,null,null,10.4,181.59,770.08]
[null,10.5,182.01,771.94,"liquid",null,null,null,null,null,null,null,10.5,182.01,771.94]
[null,10.6,182.43,773.78,"liquid",null,null,null,null,null,null,null,10.6,182.43,773.78]
[null,10.7,182.84,775.61,"liquid",null,null,null,null,null,null,null,10.7,182.84,775.61]
[null,10.8,183.25,777.43,"liquid",null,null,null,null,null,null,null,10.8,183.25,777.43]
[null,10.9,183.66,779.23,"liquid",null,null,null,null,null,null,null,10.9,183.66,779.23]
[null,11,184.06,781.03,"liquid",null,null,null,null,null,null,null,11,184.06,781.03]
[null,11.1,184.46,782.81,"liquid",null,null,null,null,null,null,null,11.1,184.46,782.81]
[null,11.2,184.86,784.58,"liquid",null,null,null,null,null,null,null,11.2,184.86,784.58]
[null,11.3,185.26,786.34,"liquid",null,null,null,null,null,null,null,11.3,185.26,786.34]
[null,11.4,185.65,788.08,"liquid",null,null,null,null,null,null,null,11.4,185.65,788.08]
[null,11.5,186.04,789.82,"liquid",null,null,null,null,null,null,null,11.5,186.04,789.82]
[null,11.6,186.43,791.54,"liquid",null,null,null,null,null,null,null,11.6,186.43,791.54]
[null,11.7,186.82,793.25,"liquid",null,null,null,null,null,null,null,11.7,186.82,793.25]
[null,11.8,187.2,794.96,"liquid",null,null,null,null,null,null,null,11.8,187.2,794.96]
[null,11.9,187.58,796.65,"liquid",null,null,null,null,null,null,null,11.9,187.58,796.65]
[null,12,187.96,798.33,"liquid",null,null,null,null,null,null,null,12,187.96,798.33]
[null,12.1,188.33,800,"liquid",null,null,null,null,null,null,null,12.1,188.33,800]
[null,12.2,188.7,801.66,"liquid",null,null,null,null,null,null,null,12.2,188.7,801.66]
[null,12.3,189.08,803.31,"liquid",null,null,null,null,null,null,null,12.3,189.08,803.31]
[null,12.4,189.44,804.95,"liquid",null,null,null,null,null,null,null,12.4,189.44,804.95]
[null,12.5,189.81,806.58,"liquid",null,null,null,null,null,null,null,12.5,189.81,806.58]
[null,12.6,190.17,808.2,"liquid",null,null,null,null,null,null,null,12.6,190.17,808.2]
[null,12.7,190.53,809.82,"liquid",null,null,null,null,null,null,null,12.7,190.53,809.82]
[null,12.8,190.89,811.42,"liquid",null,null,null,null,null,null,null,12.8,190.89,811.42]
[null,12.9,191.25,813.01,"liquid",null,null,null,null,null,null,null,12.9,191.25,813.01]
[null,13,191.6,814.6,"liquid",null,null,null,null,null,null,null,13,191.6,814.6]
[null,13.1,191.96,816.17,"liquid",null,null,null,null,null,null,null,13.1,191.96,816.17]
[null,13.2,192.31,817.74,"liquid",null,null,null,null,null,null,null,13.2,192.31,817.74]
[null,13.3,192.66,819.3,"liquid",null,null,null,null,null,null,null,13.3,192.66,819.3]
[null,13.4,193,820.84,"liquid",null,null,null,null,null,null,null,13.4,193,820.84]
[null,13.5,193.35,822.39,"liquid",null,null,null,null,null,null,null,13.5,193.35,822.39]
[null,13.6,193.69,823.92,"liquid",null,null,null,null,null,null,null,13.6,193.69,823.92]
[null,13.7,194.03,825.44,"liquid",null,null,null,null,null,null,null,13.7,194.03,825.44]
[null,13.8,194.37,826.96,"liquid",null,null,null,null,null,null,null,13.8,194.37,826.96]
[null,13.9,194.7,828.47,"liquid",null,null,null,null,null,null,null,13.9,194.7,828.47]
[null,14,195.04,829.97,"liquid",null,null,null,null,null,null,null,14,195.04,829.97]
[null,14.1,195.37,831.46,"liquid",null,null,null,null,null,null,null,14.1,195.37,831.46]
[null,14.2,195.7,832.94,"liquid",null,null,null,null,null,null,null,14.2,195.7,832.94]
[null,14.3,196.03,834.42,"liquid",null,null,null,null,null,null,null,14.3,196.03,834.42]
[null,14.4,196.36,835.89,"liquid",null,null,null,null,null,null,null,14.4,196.36,835.89]
[null,14.5,196.69,837.35,"liquid",null,null,null,null,null,null,null,14.5,196.69,837.35]
[null,14.6,197.01,838.81,"liquid",null,null,null,null,null,null,null,14.6,197.01,838.81]
[null,14.7,197.33,840.26,"liquid",null,null,null,null,null,null,null,14.7,197.33,840.26]
[null,14.8,197.65,841.7,"liquid",null,null,null,null,null,null,null,14.8,197.65,841.7]
[null,14.9,197.97,843.13,"liquid",null,null,null,null,null,null,null,14.9,197.97,843.13]
[null,15,198.29,844.56,"liquid",null,null,null,null,null,null,null,15,198.29,844.56]
[null,15.1,198.6,845.98,"liquid",null,null,null,null,null,null,null,15.1,198.6,845.98]
[null,15.2,198.92,847.39,"liquid",null,null,null,null,null,null,null,15.2,198.92,847.39]
[null,15.3,199.23,848.8,"liquid",null,null,null,null,null,null,null,15.3,199.23,848.8]
[null,15.4,199.54,850.19,"liquid",null,null,null,null,null,null,null,15.4,199.54,850.19]
[null,15.5,199.85,851.59,"liquid",null,null,null,null,null,null,null,15.5,199.85,851.59]
[null,15.6,200.16,852.97,"liquid",null,null,null,null,null,null,null,15.6,200.16,852.97]
[null,15.7,200.46,854.35,"liquid",null,null,null,null,null,null,null,15.7,200.46,854.35]
[null,15.8,200.77,855.73,"liquid",null,null,null,null,null,null,null,15.8,200.77,855.73]
[null,15.9,201.07,857.09,"liquid",null,null,null,null,null,null,null,15.9,201.07,857.09]
[null,16,201.37,858.46,"liquid",null,null,null,null,null,null,null,16,201.37,858.46]
[null,16.100000000000001,201.67,859.81,"liquid",null,null,null,null,null,null,null,16.100000000000001,201.67,859.81]
[null,16.2,201.97,861.16,"liquid",null,null,null,null,null,null,null,16.2,201.97,861.16]
[null,16.3,202.27,862.5,"liquid",null,null,null,null,null,null,null,16.3,202.27,862.5]
[null,16.399999999999999,202.56,863.84,"liquid",null,null,null,null,null,null,null,16.399999999999999,202.56,863.84]
[null,16.5,202.86,865.17,"liquid",null,null,null,null,null,null,null,16.5,202.86,865.17]
[null,16.600000000000001,203.15,866.5,"liquid",null,null,null,null,null,null,null,16.600000000000001,203.15,866.5]
[null,16.7,203.44,867.82,"liquid",null,null,null,null,null,null,null,16.7,203.44,867.82]
[null,16.8,203.73,869.13,"liquid",null,null,null,null,null,null,null,16.8,203.73,869.13]
[null,16.899999999999999,204.02,870.44,"liquid",null,null,null,null,null,null,null,16.899999999999999,204.02,870.44]
[null,17,204.31,871.74,"liquid",null,null,null,null,null,null,null,17,204.31,871.74]
[null,17.100000000000001,204.59,873.04,"liquid",null,null,null,null,null,null,null,17.100000000000001,204.59,873.04]
[null,17.2,204.88,874.33,"liquid",null,null,null,null,null,null,null,17.2,204.88,874.33]
[null,17.3,205.16,875.62,"liquid",null,null,null,null,null,null,null,17.3,205.16,875.62]
[null,17.399999999999999,205.44,876.9,"liquid",null,null,null,null,null,null,null,17.399999999999999,205.44,876.9]
[null,17.5,205.73,878.17,"liquid",null,null,null,null,null,null,null,17.5,205.73,878.17]
[null,17.600000000000001,206,879.44,"liquid",null,null,null,null,null,null,null,17.600000000000001,206,879.44]
[null,17.7,206.28,880.71,"liquid",null,null,null,null,null,null,null,17.7,206.28,880.71]
[null,17.8,206.56,881.97,"liquid",null,null,null,null,null,null,null,17.8,206.56,881.97]
[null,17.899999999999999,206.84,883.22,"liquid",null,null,null,null,null,null,null,17.899999999999999,206.84,883.22]
[null,18,207.11,884.47,"liquid",null,null,null,null,null,null,null,18,207.11,884.47]
[null,18.100000000000001,207.39,885.72,"liquid",null,null,null,null,null,null,null,18.100000000000001,207.39,885.72]
[null,18.2,207.66,886.96,"liquid",null,null,null,null,null,null,null,18.2,207.66,886.96]
[null,18.3,207.93,888.2,"liquid",null,null,null,null,null,null,null,18.3,207.93,888.2]
[null,18.399999999999999,208.2,889.43,"liquid",null,null,null,null,null,null,null,18.399999999999999,208.2,889.43]
[null,18.5,208.47,890.65,"liquid",null,null,null,null,null,null,null,18.5,208.47,890.65]
[null,18.600000000000001,208.74,891.87,"liquid",null,null,null,null,null,null,null,18.600000000000001,208.74,891.87]
[null,18.7,209,893.09,"liquid",null,null,null,null,null,null,null,18.7,209,893.09]
[null,18.8,209.27,894.3,"liquid",null,null,null,null,null,null,null,18.8,209.27,894.3]
[null,18.899999999999999,209.53,895.51,"liquid",null,null,null,null,null,null,null,18.899999999999999,209.53,895.51]
[null,19,209.8,896.71,"liquid",null,null,null,null,null,null,null,19,209.8,896.71]
[null,19.100000000000001,210.06,897.91,"liquid",null,null,null,null,null,null,null,19.100000000000001,210.06,897.91]
[null,19.2,210.32,899.1,"liquid",null,null,null,null,null,null,null,19.2,210.32,899.1]
[null,19.3,210.58,900.29,"liquid",null,null,null,null,null,null,null,19.3,210.58,900.29]
[null,19.399999999999999,210.84,901.48,"liquid",null,null,null,null,null,null,null,19.399999999999999,210.84,901.48]
[null,19.5,211.1,902.66,"liquid",null,null,null,null,null,null,null,19.5,211.1,902.66]
[null,19.600000000000001,211.36,903.83,"liquid",null,null,null,null,null,null,null,19.600000000000001,211.36,903.83]
[null,19.7,211.61,905.01,"liquid",null,null,null,null,null,null,null,19.7,211.61,905.01]
[null,19.8,211.87,906.17,"liquid",null,null,null,null,null,null,null,19.8,211.87,906.17]
[null,19.899999999999999,212.12,907.34,"liquid",null,null,null,null,null,null,null,19.899999999999999,212.12,907.34]
[null,20,212.38,908.5,"liquid",null,null,null,null,null,null,null,20,212.38,908.5]
[null,20.100000000000001,212.63,909.65,"liquid",null,null,null,null,null,null,null,20.100000000000001,212.63,909.65]
[null,20.2,212.88,910.81,"liquid",null,null,null,null,null,null,null,20.2,212.88,910.81]
[null,20.3,213.13,911.95,"liquid",null,null,null,null,null,null,null,20.3,213.13,911.95]
[null,20.399999999999999,213.38,913.1,"liquid",null,null,null,null,null,null,null,20.399999999999999,213.38,913.1]
[null,20.5,213.63,914.24,"liquid",null,null,null,null,null,null,null,20.5,213.63,914.24]
[null,20.6,213.88,915.37,"liquid",null,null,null,null,null,null,null,20.6,213.88,915.37]
[null,20.7,214.12,916.5,"liquid",null,null,null,null,null,null,null,20.7,214.12,916.5]
[null,20.8,214.37,917.63,"liquid",null,null,null,null,null,null,null,20.8,214.37,917.63]
[null,20.9,214.61,918.75,"liquid",null,null,null,null,null,null,null,20.9,214.61,918.75]
[null,21,214.86,919.87,"liquid",null,null,null,null,null,null,null,21,214.86,919.87]
[null,21.1,215.1,920.99,"liquid",null,null,null,null,null,null,null,21.1,215.1,920.99]
[null,21.2,215.34,922.1,"liquid",null,null,null,null,null,null,null,21.2,215.34,922.1]
[null,21.3,215.58,923.21,"liquid",null,null,null,null,null,null,null,21.3,215.58,923.21]
[null,21.4,215.82,924.32,"liquid",null,null,null,null,null,null,null,21.4,215.82,924.32]
[null,21.5,216.06,925.42,"liquid",null,null,null,null,null,null,null,21.5,216.06,925.42]
[null,21.6,216.3,926.52,"liquid",null,null,null,null,null,null,null,21.6,216.3,926.52]
[null,21.7,216.54,927.61,"liquid",null,null,null,null,null,null,null,21.7,216.54,927.61]
[null,21.8,216.78,928.7,"liquid",null,null,null,null,null,null,null,21.8,216.78,928.7]
[null,21.9,217.01,929.79,"liquid",null,null,null,null,null,null,null,21.9,217.01,929.79]
[null,22,217.25,930.87,"liquid",null,null,null,null,null,null,null,22,217.25,930.87]
[null,22.1,217.48,931.96,"liquid",null,null,null,null,null,null,null,22.1,217.48,931.96]
[null,22.2,217.72,933.03,"liquid",null,null,null,null,null,null,null,22.2,217.72,933.03]
[null,22.3,217.95,934.11,"liquid",null,null,null,null,null,null,null,22.3,217.95,934.11]
[null,22.4,218.18,935.18,"liquid",null,null,null,null,null,null,null,22.4,218.18,935.18]
[null,22.5,218.41,936.24,"liquid",null,null,null,null,null,null,null,22.5,218.41,936.24]
[null,22.6,218.64,937.31,"liquid",null,null,null,null,null,null,null,22.6,218.64,937.31]
[null,22.7,218.87,938.37,"liquid",null,null,null,null,null,null,null,22.7,218.87,938.37]
[null,22.8,219.1,939.43,"liquid",null,null,null,null,null,null,null,22.8,219.1,939.43]
[null,22.9,219.33,940.48,"liquid",null,null,null,null,null,null,null,22.9,219.33,940.48]
[null,23,219.56,941.53,"liquid",null,null,null,null,null,null,null,23,219.56,941.53]
[null,23.1,219.78,942.58,"liquid",null,null,null,null,null,null,null,23.1,219.78,942.58]
[null,23.2,220.01,943.62,"liquid",null,null,null,null,null,null,null,23.2,220.01,943.62]
[null,23.3,220.23,944.66,"liquid",null,null,null,null,null,null,null,23.3,220.23,944.66]
[null,23.4,220.46,945.7,"liquid",null,null,null,null,null,null,null,23.4,220.46,945.7]
[null,23.5,220.68,946.74,"liquid",null,null,null,null,null,null,null,23.5,220.68,946.74]
[null,23.6,220.9,947.77,"liquid",null,null,null,null,null,null,null,23.6,220.9,947.77]
[null,23.7,221.13,948.8,"liquid",null,null,null,null,null,null,null,23.7,221.13,948.8]
[null,23.8,221.35,949.82,"liquid",null,null,null,null,null,null,null,23.8,221.35,949.82]
[null,23.9,221.57,950.85,"liquid",null,null,null,null,null,null,null,23.9,221.57,950.85]
[null,24,221.79,951.87,"liquid",null,null,null,null,null,null,null,24,221.79,951.87]
[null,24.1,222.01,952.88,"liquid",null,null,null,null,null,null,null,24.1,222.01,952.88]
[null,24.2,222.23,953.9,"liquid",null,null,null,null,null,null,null,24.2,222.23,953.9]
[null,24.3,222.44,954.91,"liquid",null,null,null,null,null,null,null,24.3,222.44,954.91]
[null,24.4,222.66,955.92,"liquid",null,null,null,null,null,null,null,24.4,222.66,955.92]
[null,24.5,222.88,956.92,"liquid",null,null,null,null,null,null,null,24.5,222.88,956.92]
[null,24.6,223.09,957.92,"liquid",null,null,null,null,null,null,null,24.6,223.09,957.92]
[null,24.7,223.31,958.92,"liquid",null,null,null,null,null,null,null,24.7,223.31,958.92]
[null,24.8,223.52,959.92,"liquid",null,null,null,null,null,null,null,24.8,223.52,959.92]
[null,24.9,223.74,960.92,"liquid",null,null,null,null,null,null,null,24.9,223.74,960.92]
[null,25,223.95,961.91,"liquid",null,null,null,null,null,null,null,25,223.95,961.91]
[null,25.1,224.16,962.9,"liquid",null,null,null,null,null,null,null,25.1,224.16,962.9]
[null,25.2,224.37,963.88,"liquid",null,null,null,null,null,null,null,25.2,224.37,963.88]
[null,25.3,224.59,964.86,"liquid",null,null,null,null,null,null,null,25.3,224.59,964.86]
[null,25.4,224.8,965.85,"liquid",null,null,null,null,null,null,null,25.4,224.8,965.85]
[null,25.5,225.01,966.82,"liquid",null,null,null,null,null,null,null,25.5,225.01,966.82]
[null,25.6,225.21,967.8,"liquid",null,null,null,null,null,null,null,25.6,225.21,967.8]
[null,25.7,225.42,968.77,"liquid",null,null,null,null,null,null,null,25.7,225.42,968.77]
[null,25.8,225.63,969.74,"liquid",null,null,null,null,null,null,null,25.8,225.63,969.74]
[null,25.9,225.84,970.71,"liquid",null,null,null,null,null,null,null,25.9,225.84,970.71]
[null,26,226.05,971.67,"liquid",null,null,null,null,null,null,null,26,226.05,971.67]
[null,26.1,226.25,972.64,"liquid",null,null,null,null,null,null,null,26.1,226.25,972.64]
[null,26.2,226.46,973.6,"liquid",null,null,null,null,null,null,null,26.2,226.46,973.6]
[null,26.3,226.66,974.55,"liquid",null,null,null,null,null,null,null,26.3,226.66,974.55]
[null,26.4,226.87,975.51,"liquid",null,null,null,null,null,null,null,26.4,226.87,975.51]
[null,26.5,227.07,976.46,"liquid",null,null,null,null,null,null,null,26.5,227.07,976.46]
[null,26.6,227.27,977.41,"liquid",null,null,null,null,null,null,null,26.6,227.27,977.41]
[null,26.7,227.48,978.36,"liquid",null,null,null,null,null,null,null,26.7,227.48,978.36]
[null,26.8,227.68,979.3,"liquid",null,null,null,null,null,null,null,26.8,227.68,979.3]
[null,26.9,227.88,980.24,"liquid",null,null,null,null,null,null,null,26.9,227.88,980.24]
[null,27,228.08,981.18,"liquid",null,null,null,null,null,null,null,27,228.08,981.18]
[null,27.1,228.28,982.12,"liquid",null,null,null,null,null,null,null,27.1,228.28,982.12]
[null,27.2,228.48,983.06,"liquid",null,null,null,null,null,null,null,27.2,228.48,983.06]
[null,27.3,228.68,983.99,"liquid",null,null,null,null,null,null,null,27.3,228.68,983.99]
[null,27.4,228.88,984.92,"liquid",null,null,null,null,null,null,null,27.4,228.88,984.92]
[null,27.5,229.08,985.85,"liquid",null,null,null,null,null,null,null,27.5,229.08,985.85]
[null,27.6,229.27,986.78,"liquid",null,null,null,null,null,null,null,27.6,229.27,986.78]
[null,27.7,229.47,987.7,"liquid",null,null,null,null,null,null,null,27.7,229.47,987.7]
[null,27.8,229.67,988.62,"liquid",null,null,null,null,null,null,null,27.8,229.67,988.62]
[null,27.9,229.86,989.54,"liquid",null,null,null,null,null,null,null,27.9,229.86,989.54]
[null,28,230.06,990.46,"liquid",null,null,null,null,null,null,null,28,230.06,990.46]
[null,28.1,230.25,991.37,"liquid",null,null,null,null,null,null,null,28.1,230.25,991.37]
[null,28.2,230.45,992.28,"liquid",null,null,null,null,null,null,null,28.2,230.45,992.28]
[null,28.3,230.64,993.19,"liquid",null,null,null,null,null,null,null,28.3,230.64,993.19]
[null,28.4,230.83,994.1,"liquid",null,null,null,null,null,null,null,28.4,230.83,994.1]
[null,28.5,231.02,995.01,"liquid",null,null,null,null,null,null,null,28.5,231.02,995.01]
[null,28.6,231.22,995.91,"liquid",null,null,null,null,null,null,null,28.6,231.22,995.91]
[null,28.7,231.41,996.81,"liquid",null,null,null,null,null,null,null,28.7,231.41,996.81]
[null,28.8,231.6,997.71,"liquid",null,null,null,null,null,null,null,28.8,231.6,997.71]
[null,28.9,231.79,998.61,"liquid",null,null,null,null,null,null,null,28.9,231.79,998.61]
[null,29,231.98,999.51,"liquid",null,null,null,null,null,null,null,29,231.98,999.51]
[null,29.1,232.17,1000.4,"liquid",null,null,null,null,null,null,null,29.1,232.17,1000.4]
[null,29.2,232.36,1001.3,"liquid",null,null,null,null,null,null,null,29.2,232.36,1001.3]
[null,29.3,232.55,1002.2,"liquid",null,null,null,null,null,null,null,29.3,232.55,1002.2]
[null,29.4,232.74,1003.1,"liquid",null,null,null,null,null,null,null,29.4,232.74,1003.1]
[null,29.5,232.92,1004,"liquid",null,null,null,null,null,null,null,29.5,232.92,1004]
[null,29.6,233.11,1004.8,"liquid",null,null,null,null,null,null,null,29.6,233.11,1004.8]
[null,29.7,233.3,1005.7,"liquid",null,null,null,null,null,null,null,29.7,233.3,1005.7]
[null,29.8,233.48,1006.6,"liquid",null,null,null,null,null,null,null,29.8,233.48,1006.6]
[null,29.9,233.67,1007.5,"liquid",null,null,null,null,null,null,null,29.9,233.67,1007.5]
[null,30,233.85,1008.3,"liquid",null,null,null,null,null,null,null,30,233.85,1008.3]
[null,30.1,234.04,1009.2,"liquid",null,null,null,null,null,null,null,30.1,234.04,1009.2]
[null,30.2,234.22,1010.1,"liquid",null,null,null,null,null,null,null,30.2,234.22,1010.1]
[null,30.3,234.41,1011,"liquid",null,null,null,null,null,null,null,30.3,234.41,1011]
[null,30.4,234.59,1011.8,"liquid",null,null,null,null,null,null,null,30.4,234.59,1011.8]
[null,30.5,234.77,1012.7,"liquid",null,null,null,null,null,null,null,30.5,234.77,1012.7]
[null,30.6,234.95,1013.6,"liquid",null,null,null,null,null,null,null,30.6,234.95,1013.6]
[null,30.7,235.14,1014.4,"liquid",null,null,null,null,null,null,null,30.7,235.14,1014.4]
[null,30.8,235.32,1015.3,"liquid",null,null,null,null,null,null,null,30.8,235.32,1015.3]
[null,30.9,235.5,1016.1,"liquid",null,null,null,null,null,null,null,30.9,235.5,1016.1]
[null,31,235.68,1017,"liquid",null,null,null,null,null,null,null,31,235.68,1017]
[null,31.1,235.86,1017.8,"liquid",null,null,null,null,null,null,null,31.1,235.86,1017.8]
[null,31.2,236.04,1018.7,"liquid",null,null,null,null,null,null,null,31.2,236.04,1018.7]
[null,31.3,236.22,1019.5,"liquid",null,null,null,null,null,null,null,31.3,236.22,1019.5]
[null,31.4,236.4,1020.4,"liquid",null,null,null,null,null,null,null,31.4,236.4,1020.4]
[null,31.5,236.57,1021.2,"liquid",null,null,null,null,null,null,null,31.5,236.57,1021.2]
[null,31.6,236.75,1022.1,"liquid",null,null,null,null,null,null,null,31.6,236.75,1022.1]
[null,31.7,236.93,1022.9,"liquid",null,null,null,null,null,null,null,31.7,236.93,1022.9]
[null,31.8,237.11,1023.8,"liquid",null,null,null,null,null,null,null,31.8,237.11,1023.8]
[null,31.9,237.28,1024.5999999999999,"liquid",null,null,null,null,null,null,null,31.9,237.28,1024.5999999999999]
[null,32,237.46,1025.4000000000001,"liquid",null,null,null,null,null,null,null,32,237.46,1025.4000000000001]
[null,32.1,237.64,1026.3,"liquid",null,null,null,null,null,null,null,32.1,237.64,1026.3]
[null,32.200000000000003,237.81,1027.0999999999999,"liquid",null,null,null,null,null,null,null,32.200000000000003,237.81,1027.0999999999999]
[null,32.299999999999997,237.99,1027.9000000000001,"liquid",null,null,null,null,null,null,null,32.299999999999997,237.99,1027.9000000000001]
[null,32.4,238.16,1028.8,"liquid",null,null,null,null,null,null,null,32.4,238.16,1028.8]
[null,32.5,238.33,1029.5999999999999,"liquid",null,null,null,null,null,null,null,32.5,238.33,1029.5999999999999]
[null,32.6,238.51,1030.4000000000001,"liquid",null,null,null,null,null,null,null,32.6,238.51,1030.4000000000001]
[null,32.700000000000003,238.68,1031.3,"liquid",null,null,null,null,null,null,null,32.700000000000003,238.68,1031.3]
[null,32.799999999999997,238.85,1032.0999999999999,"liquid",null,null,null,null,null,null,null,32.799999999999997,238.85,1032.0999999999999]
[null,32.9,239.03,1032.9000000000001,"liquid",null,null,null,null,null,null,null,32.9,239.03,1032.9000000000001]
[null,33,239.2,1033.7,"liquid",null,null,null,null,null,null,null,33,239.2,1033.7]
[null,33.1,239.37,1034.5,"liquid",null,null,null,null,null,null,null,33.1,239.37,1034.5]
[null,33.200000000000003,239.54,1035.4000000000001,"liquid",null,null,null,null,null,null,null,33.200000000000003,239.54,1035.4000000000001]
[null,33.299999999999997,239.71,1036.2,"liquid",null,null,null,null,null,null,null,33.299999999999997,239.71,1036.2]
[null,33.4,239.88,1037,"liquid",null,null,null,null,null,null,null,33.4,239.88,1037]
[null,33.5,240.05,1037.8,"liquid",null,null,null,null,null,null,null,33.5,240.05,1037.8]
[null,33.6,240.22,1038.5999999999999,"liquid",null,null,null,null,null,null,null,33.6,240.22,1038.5999999999999]
[null,33.700000000000003,240.39,1039.4000000000001,"liquid",null,null,null,null,null,null,null,33.700000000000003,240.39,1039.4000000000001]
[null,33.799999999999997,240.56,1040.2,"liquid",null,null,null,null,null,null,null,33.799999999999997,240.56,1040.2]
[null,33.9,240.73,1041,"liquid",null,null,null,null,null,null,null,33.9,240.73,1041]
[null,34,240.9,1041.8,"liquid",null,null,null,null,null,null,null,34,240.9,1041.8]
[null,34.1,241.06,1042.5999999999999,"liquid",null,null,null,null,null,null,null,34.1,241.06,1042.5999999999999]
[null,34.200000000000003,241.23,1043.4000000000001,"liquid",null,null,null,null,null,null,null,34.200000000000003,241.23,1043.4000000000001]
[null,34.299999999999997,241.4,1044.2,"liquid",null,null,null,null,null,null,null,34.299999999999997,241.4,1044.2]
[null,34.4,241.57,1045,"liquid",null,null,null,null,null,null,null,34.4,241.57,1045]
[null,34.5,241.73,1045.8,"liquid",null,null,null,null,null,null,null,34.5,241.73,1045.8]
[null,34.6,241.9,1046.5999999999999,"liquid",null,null,null,null,null,null,null,34.6,241.9,1046.5999999999999]
[null,34.700000000000003,242.06,1047.4000000000001,"liquid",null,null,null,null,null,null,null,34.700000000000003,242.06,1047.4000000000001]
[null,34.799999999999997,242.23,1048.2,"liquid",null,null,null,null,null,null,null,34.799999999999997,242.23,1048.2]
[null,34.9,242.39,1049,"liquid",null,null,null,null,null,null,null,34.9,242.39,1049]
[null,35,242.56,1049.8,"liquid",null,null,null,null,null,null,null,35,242.56,1049.8]
[null,35.1,242.72,1050.5999999999999,"liquid",null,null,null,null,null,null,null,35.1,242.72,1050.5999999999999]
[null,35.200000000000003,242.89,1051.4000000000001,"liquid",null,null,null,null,null,null,null,35.200000000000003,242.89,1051.4000000000001]
[null,35.299999999999997,243.05,1052.2,"liquid",null,null,null,null,null,null,null,35.299999999999997,243.05,1052.2]
[null,35.4,243.21,1052.9000000000001,"liquid",null,null,null,null,null,null,null,35.4,243.21,1052.9000000000001]
[null,35.5,243.37,1053.7,"liquid",null,null,null,null,null,null,null,35.5,243.37,1053.7]
[null,35.6,243.54,1054.5,"liquid",null,null,null,null,null,null,null,35.6,243.54,1054.5]
[null,35.700000000000003,243.7,1055.3,"liquid",null,null,null,null,null,null,null,35.700000000000003,243.7,1055.3]
[null,35.799999999999997,243.86,1056.0999999999999,"liquid",null,null,null,null,null,null,null,35.799999999999997,243.86,1056.0999999999999]
[null,35.9,244.02,1056.8,"liquid",null,null,null,null,null,null,null,35.9,244.02,1056.8]
[null,36,244.18,1057.5999999999999,"liquid",null,null,null,null,null,null,null,36,244.18,1057.5999999999999]
[null,36.1,244.34,1058.4000000000001,"liquid",null,null,null,null,null,null,null,36.1,244.34,1058.4000000000001]
[null,36.200000000000003,244.5,1059.2,"liquid",null,null,null,null,null,null,null,36.200000000000003,244.5,1059.2]
[null,36.299999999999997,244.66,1059.9000000000001,"liquid",null,null,null,null,null,null,null,36.299999999999997,244.66,1059.9000000000001]
[null,36.4,244.82,1060.7,"liquid",null,null,null,null,null,null,null,36.4,244.82,1060.7]
[null,36.5,244.98,1061.5,"liquid",null,null,null,null,null,null,null,36.5,244.98,1061.5]
[null,36.6,245.14,1062.2,"liquid",null,null,null,null,null,null,null,36.6,245.14,1062.2]
[null,36.700000000000003,245.3,1063,"liquid",null,null,null,null,null,null,null,36.700000000000003,245.3,1063]
[null,36.799999999999997,245.46,1063.8,"liquid",null,null,null,null,null,null,null,36.799999999999997,245.46,1063.8]
[null,36.9,245.61,1064.5,"liquid",null,null,null,null,null,null,null,36.9,245.61,1064.5]
[null,37,245.77,1065.3,"liquid",null,null,null,null,null,null,null,37,245.77,1065.3]
[null,37.1,245.93,1066,"liquid",null,null,null,null,null,null,null,37.1,245.93,1066]
[null,37.200000000000003,246.09,1066.8,"liquid",null,null,null,null,null,null,null,37.200000000000003,246.09,1066.8]
[null,37.299999999999997,246.24,1067.5,"liquid",null,null,null,null,null,null,null,37.299999999999997,246.24,1067.5]
[null,37.4,246.4,1068.3,"liquid",null,null,null,null,null,null,null,37.4,246.4,1068.3]
[null,37.5,246.56,1069.0999999999999,"liquid",null,null,null,null,null,null,null,37.5,246.56,1069.0999999999999]
[null,37.6,246.71,1069.8,"liquid",null,null,null,null,null,null,null,37.6,246.71,1069.8]
[null,37.700000000000003,246.87,1070.5999999999999,"liquid",null,null,null,null,null,null,null,37.700000000000003,246.87,1070.5999999999999]
[null,37.799999999999997,247.02,1071.3,"liquid",null,null,null,null,null,null,null,37.799999999999997,247.02,1071.3]
[null,37.9,247.18,1072.0999999999999,"liquid",null,null,null,null,null,null,null,37.9,247.18,1072.0999999999999]
[null,38,247.33,1072.8,"liquid",null,null,null,null,null,null,null,38,247.33,1072.8]
[null,38.1,247.48,1073.5999999999999,"liquid",null,null,null,null,null,null,null,38.1,247.48,1073.5999999999999]
[null,38.200000000000003,247.64,1074.3,"liquid",null,null,null,null,null,null,null,38.200000000000003,247.64,1074.3]
[null,38.299999999999997,247.79,1075,"liquid",null,null,null,null,null,null,null,38.299999999999997,247.79,1075]
[null,38.4,247.94,1075.8,"liquid",null,null,null,null,null,null,null,38.4,247.94,1075.8]
[null,38.5,248.1,1076.5,"liquid",null,null,null,null,null,null,null,38.5,248.1,1076.5]
[null,38.6,248.25,1077.3,"liquid",null,null,null,null,null,null,null,38.6,248.25,1077.3]
[null,38.700000000000003,248.4,1078,"liquid",null,null,null,null,null,null,null,38.700000000000003,248.4,1078]
[null,38.799999999999997,248.55,1078.7,"liquid",null,null,null,null,null,null,null,38.799999999999997,248.55,1078.7]
[null,38.9,248.71,1079.5,"liquid",null,null,null,null,null,null,null,38.9,248.71,1079.5]
[null,39,248.86,1080.2,"liquid",null,null,null,null,null,null,null,39,248.86,1080.2]
[null,39.1,249.01,1080.9000000000001,"liquid",null,null,null,null,null,null,null,39.1,249.01,1080.9000000000001]
[null,39.200000000000003,249.16,1081.7,"liquid",null,null,null,null,null,null,null,39.200000000000003,249.16,1081.7]
[null,39.299999999999997,249.31,1082.4000000000001,"liquid",null,null,null,null,null,null,null,39.299999999999997,249.31,1082.4000000000001]
[null,39.4,249.46,1083.0999999999999,"liquid",null,null,null,null,null,null,null,39.4,249.46,1083.0999999999999]
[null,39.5,249.61,1083.9000000000001,"liquid",null,null,null,null,null,null,null,39.5,249.61,1083.9000000000001]
[null,39.6,249.76,1084.5999999999999,"liquid",null,null,null,null,null,null,null,39.6,249.76,1084.5999999999999]
[null,39.700000000000003,249.91,1085.3,"liquid",null,null,null,null,null,null,null,39.700000000000003,249.91,1085.3]
[null,39.799999999999997,250.06,1086,"liquid",null,null,null,null,null,null,null,39.799999999999997,250.06,1086]
[null,39.9,250.21,1086.8,"liquid",null,null,null,null,null,null,null,39.9,250.21,1086.8]
[null,40,250.35,1087.5,"liquid",null,null,null,null,null,null,null,40,250.35,1087.5]
[null,40.1,250.5,1088.2,"liquid",null,null,null,null,null,null,null,40.1,250.5,1088.2]
[null,40.200000000000003,250.65,1088.9000000000001,"liquid",null,null,null,null,null,null,null,40.200000000000003,250.65,1088.9000000000001]
[null,40.299999999999997,250.8,1089.7,"liquid",null,null,null,null,null,null,null,40.299999999999997,250.8,1089.7]
[null,40.4,250.94,1090.4000000000001,"liquid",null,null,null,null,null,null,null,40.4,250.94,1090.4000000000001]
[null,40.5,251.09,1091.0999999999999,"liquid",null,null,null,null,null,null,null,40.5,251.09,1091.0999999999999]
[null,40.6,251.24,1091.8,"liquid",null,null,null,null,null,null,null,40.6,251.24,1091.8]
[null,40.700000000000003,251.39,1092.5,"liquid",null,null,null,null,null,null,null,40.700000000000003,251.39,1092.5]
[null,40.799999999999997,251.53,1093.2,"liquid",null,null,null,null,null,null,null,40.799999999999997,251.53,1093.2]
[null,40.9,251.68,1093.9000000000001,"liquid",null,null,null,null,null,null,null,40.9,251.68,1093.9000000000001]
[null,41,251.82,1094.7,"liquid",null,null,null,null,null,null,null,41,251.82,1094.7]
[null,41.1,251.97,1095.4000000000001,"liquid",null,null,null,null,null,null,null,41.1,251.97,1095.4000000000001]
[null,41.2,252.11,1096.0999999999999,"liquid",null,null,null,null,null,null,null,41.2,252.11,1096.0999999999999]
[null,41.3,252.26,1096.8,"liquid",null,null,null,null,null,null,null,41.3,252.26,1096.8]
[null,41.4,252.4,1097.5,"liquid",null,null,null,null,null,null,null,41.4,252.4,1097.5]
[null,41.5,252.55,1098.2,"liquid",null,null,null,null,null,null,null,41.5,252.55,1098.2]
[null,41.6,252.69,1098.9000000000001,"liquid",null,null,null,null,null,null,null,41.6,252.69,1098.9000000000001]
[null,41.7,252.83,1099.5999999999999,"liquid",null,null,null,null,null,null,null,41.7,252.83,1099.5999999999999]
[null,41.8,252.98,1100.3,"liquid",null,null,null,null,null,null,null,41.8,252.98,1100.3]
[null,41.9,253.12,1101,"liquid",null,null,null,null,null,null,null,41.9,253.12,1101]
[null,42,253.26,1101.7,"liquid",null,null,null,null,null,null,null,42,253.26,1101.7]
[null,42.1,253.41,1102.4000000000001,"liquid",null,null,null,null,null,null,null,42.1,253.41,1102.4000000000001]
[null,42.2,253.55,1103.0999999999999,"liquid",null,null,null,null,null,null,null,42.2,253.55,1103.0999999999999]
[null,42.3,253.69,1103.8,"liquid",null,null,null,null,null,null,null,42.3,253.69,1103.8]
[null,42.4,253.83,1104.5,"liquid",null,null,null,null,null,null,null,42.4,253.83,1104.5]
[null,42.5,253.98,1105.2,"liquid",null,null,null,null,null,null,null,42.5,253.98,1105.2]
[null,42.6,254.12,1105.9000000000001,"liquid",null,null,null,null,null,null,null,42.6,254.12,1105.9000000000001]
[null,42.7,254.26,1106.5999999999999,"liquid",null,null,null,null,null,null,null,42.7,254.26,1106.5999999999999]
[null,42.8,254.4,1107.3,"liquid",null,null,null,null,null,null,null,42.8,254.4,1107.3]
[null,42.9,254.54,1108,"liquid",null,null,null,null,null,null,null,42.9,254.54,1108]
[null,43,254.68,1108.7,"liquid",null,null,null,null,null,null,null,43,254.68,1108.7]
[null,43.1,254.82,1109.3,"liquid",null,null,null,null,null,null,null,43.1,254.82,1109.3]
[null,43.2,254.96,1110,"liquid",null,null,null,null,null,null,null,43.2,254.96,1110]
[null,43.3,255.1,1110.7,"liquid",null,null,null,null,null,null,null,43.3,255.1,1110.7]
[null,43.4,255.24,1111.4000000000001,"liquid",null,null,null,null,null,null,null,43.4,255.24,1111.4000000000001]
[null,43.5,255.38,1112.0999999999999,"liquid",null,null,null,null,null,null,null,43.5,255.38,1112.0999999999999]
[null,43.6,255.52,1112.8,"liquid",null,null,null,null,null,null,null,43.6,255.52,1112.8]
[null,43.7,255.66,1113.5,"liquid",null,null,null,null,null,null,null,43.7,255.66,1113.5]
[null,43.8,255.79,1114.0999999999999,"liquid",null,null,null,null,null,null,null,43.8,255.79,1114.0999999999999]
[null,43.9,255.93,1114.8,"liquid",null,null,null,null,null,null,null,43.9,255.93,1114.8]
[null,44,256.07,1115.5,"liquid",null,null,null,null,null,null,null,44,256.07,1115.5]
[null,44.1,256.20999999999998,1116.2,"liquid",null,null,null,null,null,null,null,44.1,256.20999999999998,1116.2]
[null,44.2,256.35000000000002,1116.9000000000001,"liquid",null,null,null,null,null,null,null,44.2,256.35000000000002,1116.9000000000001]
[null,44.3,256.48,1117.5,"liquid",null,null,null,null,null,null,null,44.3,256.48,1117.5]
[null,44.4,256.62,1118.2,"liquid",null,null,null,null,null,null,null,44.4,256.62,1118.2]
[null,44.5,256.76,1118.9000000000001,"liquid",null,null,null,null,null,null,null,44.5,256.76,1118.9000000000001]
[null,44.6,256.89,1119.5999999999999,"liquid",null,null,null,null,null,null,null,44.6,256.89,1119.5999999999999]
[null,44.7,257.02999999999997,1120.2,"liquid",null,null,null,null,null,null,null,44.7,257.02999999999997,1120.2]
[null,44.8,257.17,1120.9000000000001,"liquid",null,null,null,null,null,null,null,44.8,257.17,1120.9000000000001]
[null,44.9,257.3,1121.5999999999999,"liquid",null,null,null,null,null,null,null,44.9,257.3,1121.5999999999999]
[null,45,257.44,1122.2,"liquid",null,null,null,null,null,null,null,45,257.44,1122.2]
[null,45.1,257.57,1122.9000000000001,"liquid",null,null,null,null,null,null,null,45.1,257.57,1122.9000000000001]
[null,45.2,257.70999999999998,1123.5999999999999,"liquid",null,null,null,null,null,null,null,45.2,257.70999999999998,1123.5999999999999]
[null,45.3,257.83999999999997,1124.3,"liquid",null,null,null,null,null,null,null,45.3,257.83999999999997,1124.3]
[null,45.4,257.98,1124.9000000000001,"liquid",null,null,null,null,null,null,null,45.4,257.98,1124.9000000000001]
[null,45.5,258.11,1125.5999999999999,"liquid",null,null,null,null,null,null,null,45.5,258.11,1125.5999999999999]
[null,45.6,258.25,1126.3,"liquid",null,null,null,null,null,null,null,45.6,258.25,1126.3]
[null,45.7,258.38,1126.9000000000001,"liquid",null,null,null,null,null,null,null,45.7,258.38,1126.9000000000001]
[null,45.8,258.51,1127.5999999999999,"liquid",null,null,null,null,null,null,null,45.8,258.51,1127.5999999999999]
[null,45.9,258.64999999999998,1128.2,"liquid",null,null,null,null,null,null,null,45.9,258.64999999999998,1128.2]
[null,46,258.77999999999997,1128.9000000000001,"liquid",null,null,null,null,null,null,null,46,258.77999999999997,1128.9000000000001]
[null,46.1,258.91000000000003,1129.5999999999999,"liquid",null,null,null,null,null,null,null,46.1,258.91000000000003,1129.5999999999999]
[null,46.2,259.05,1130.2,"liquid",null,null,null,null,null,null,null,46.2,259.05,1130.2]
[null,46.3,259.18,1130.9000000000001,"liquid",null,null,null,null,null,null,null,46.3,259.18,1130.9000000000001]
[null,46.4,259.31,1131.5,"liquid",null,null,null,null,null,null,null,46.4,259.31,1131.5]
[null,46.5,259.44,1132.2,"liquid",null,null,null,null,null,null,null,46.5,259.44,1132.2]
[null,46.6,259.58,1132.8,"liquid",null,null,null,null,null,null,null,46.6,259.58,1132.8]
[null,46.7,259.70999999999998,1133.5,"liquid",null,null,null,null,null,null,null,46.7,259.70999999999998,1133.5]
[null,46.8,259.83999999999997,1134.2,"liquid",null,null,null,null,null,null,null,46.8,259.83999999999997,1134.2]
[null,46.9,259.97000000000003,1134.8,"liquid",null,null,null,null,null,null,null,46.9,259.97000000000003,1134.8]
[null,47,260.10000000000002,1135.5,"liquid",null,null,null,null,null,null,null,47,260.10000000000002,1135.5]
[null,47.1,260.23,1136.0999999999999,"liquid",null,null,null,null,null,null,null,47.1,260.23,1136.0999999999999]
[null,47.2,260.36,1136.8,"liquid",null,null,null,null,null,null,null,47.2,260.36,1136.8]
[null,47.3,260.49,1137.4000000000001,"liquid",null,null,null,null,null,null,null,47.3,260.49,1137.4000000000001]
[null,47.4,260.62,1138.0999999999999,"liquid",null,null,null,null,null,null,null,47.4,260.62,1138.0999999999999]
[null,47.5,260.75,1138.7,"liquid",null,null,null,null,null,null,null,47.5,260.75,1138.7]
[null,47.6,260.88,1139.4000000000001,"liquid",null,null,null,null,null,null,null,47.6,260.88,1139.4000000000001]
[null,47.7,261.01,1140,"liquid",null,null,null,null,null,null,null,47.7,261.01,1140]
[null,47.8,261.14,1140.5999999999999,"liquid",null,null,null,null,null,null,null,47.8,261.14,1140.5999999999999]
[null,47.9,261.27,1141.3,"liquid",null,null,null,null,null,null,null,47.9,261.27,1141.3]
[null,48,261.39999999999998,1141.9000000000001,"liquid",null,null,null,null,null,null,null,48,261.39999999999998,1141.9000000000001]
[null,48.1,261.52999999999997,1142.5999999999999,"liquid",null,null,null,null,null,null,null,48.1,261.52999999999997,1142.5999999999999]
[null,48.2,261.66000000000003,1143.2,"liquid",null,null,null,null,null,null,null,48.2,261.66000000000003,1143.2]
[null,48.3,261.79000000000002,1143.9000000000001,"liquid",null,null,null,null,null,null,null,48.3,261.79000000000002,1143.9000000000001]
[null,48.4,261.92,1144.5,"liquid",null,null,null,null,null,null,null,48.4,261.92,1144.5]
[null,48.5,262.04000000000002,1145.0999999999999,"liquid",null,null,null,null,null,null,null,48.5,262.04000000000002,1145.0999999999999]
[null,48.6,262.17,1145.8,"liquid",null,null,null,null,null,null,null,48.6,262.17,1145.8]
[null,48.7,262.3,1146.4000000000001,"liquid",null,null,null,null,null,null,null,48.7,262.3,1146.4000000000001]
[null,48.8,262.43,1147.0999999999999,"liquid",null,null,null,null,null,null,null,48.8,262.43,1147.0999999999999]
[null,48.9,262.55,1147.7,"liquid",null,null,null,null,null,null,null,48.9,262.55,1147.7]
[null,49,262.68,1148.3,"liquid",null,null,null,null,null,null,null,49,262.68,1148.3]
[null,49.1,262.81,1149,"liquid",null,null,null,null,null,null,null,49.1,262.81,1149]
[null,49.2,262.93,1149.5999999999999,"liquid",null,null,null,null,null,null,null,49.2,262.93,1149.5999999999999]
[null,49.3,263.06,1150.2,"liquid",null,null,null,null,null,null,null,49.3,263.06,1150.2]
[null,49.4,263.19,1150.9000000000001,"liquid",null,null,null,null,null,null,null,49.4,263.19,1150.9000000000001]
[null,49.5,263.31,1151.5,"liquid",null,null,null,null,null,null,null,49.5,263.31,1151.5]
[null,49.6,263.44,1152.0999999999999,"liquid",null,null,null,null,null,null,null,49.6,263.44,1152.0999999999999]
[null,49.7,263.56,1152.8,"liquid",null,null,null,null,null,null,null,49.7,263.56,1152.8]
[null,49.8,263.69,1153.4000000000001,"liquid",null,null,null,null,null,null,null,49.8,263.69,1153.4000000000001]
[null,49.9,263.82,1154,"liquid",null,null,null,null,null,null,null,49.9,263.82,1154]
[null,50,263.94,1154.5999999999999,"liquid",null,null,null,null,null,null,null,50,263.94,1154.5999999999999]
[null,50.1,264.07,1155.3,"liquid",null,null,null,null,null,null,null,50.1,264.07,1155.3]
[null,50.2,264.19,1155.9000000000001,"liquid",null,null,null,null,null,null,null,50.2,264.19,1155.9000000000001]
[null,50.3,264.31,1156.5,"liquid",null,null,null,null,null,null,null,50.3,264.31,1156.5]
[null,50.4,264.44,1157.0999999999999,"liquid",null,null,null,null,null,null,null,50.4,264.44,1157.0999999999999]
[null,50.5,264.56,1157.8,"liquid",null,null,null,null,null,null,null,50.5,264.56,1157.8]
[null,50.6,264.69,1158.4000000000001,"liquid",null,null,null,null,null,null,null,50.6,264.69,1158.4000000000001]
[null,50.7,264.81,1159,"liquid",null,null,null,null,null,null,null,50.7,264.81,1159]
[null,50.8,264.93,1159.5999999999999,"liquid",null,null,null,null,null,null,null,50.8,264.93,1159.5999999999999]
[null,50.9,265.06,1160.3,"liquid",null,null,null,null,null,null,null,50.9,265.06,1160.3]
[null,51,265.18,1160.9000000000001,"liquid",null,null,null,null,null,null,null,51,265.18,1160.9000000000001]
[null,51.1,265.3,1161.5,"liquid",null,null,null,null,null,null,null,51.1,265.3,1161.5]
[null,51.2,265.43,1162.0999999999999,"liquid",null,null,null,null,null,null,null,51.2,265.43,1162.0999999999999]
[null,51.3,265.55,1162.7,"liquid",null,null,null,null,null,null,null,51.3,265.55,1162.7]
[null,51.4,265.67,1163.3,"liquid",null,null,null,null,null,null,null,51.4,265.67,1163.3]
[null,51.5,265.79000000000002,1164,"liquid",null,null,null,null,null,null,null,51.5,265.79000000000002,1164]
[null,51.6,265.92,1164.5999999999999,"liquid",null,null,null,null,null,null,null,51.6,265.92,1164.5999999999999]
[null,51.7,266.04000000000002,1165.2,"liquid",null,null,null,null,null,null,null,51.7,266.04000000000002,1165.2]
[null,51.8,266.16000000000003,1165.8,"liquid",null,null,null,null,null,null,null,51.8,266.16000000000003,1165.8]
[null,51.9,266.27999999999997,1166.4000000000001,"liquid",null,null,null,null,null,null,null,51.9,266.27999999999997,1166.4000000000001]
[null,52,266.39999999999998,1167,"liquid",null,null,null,null,null,null,null,52,266.39999999999998,1167]
[null,52.1,266.52,1167.5999999999999,"liquid",null,null,null,null,null,null,null,52.1,266.52,1167.5999999999999]
[null,52.2,266.64999999999998,1168.3,"liquid",null,null,null,null,null,null,null,52.2,266.64999999999998,1168.3]
[null,52.3,266.77,1168.9000000000001,"liquid",null,null,null,null,null,null,null,52.3,266.77,1168.9000000000001]
[null,52.4,266.89,1169.5,"liquid",null,null,null,null,null,null,null,52.4,266.89,1169.5]
[null,52.5,267.01,1170.0999999999999,"liquid",null,null,null,null,null,null,null,52.5,267.01,1170.0999999999999]
[null,52.6,267.13,1170.7,"liquid",null,null,null,null,null,null,null,52.6,267.13,1170.7]
[null,52.7,267.25,1171.3,"liquid",null,null,null,null,null,null,null,52.7,267.25,1171.3]
[null,52.8,267.37,1171.9000000000001,"liquid",null,null,null,null,null,null,null,52.8,267.37,1171.9000000000001]
[null,52.9,267.49,1172.5,"liquid",null,null,null,null,null,null,null,52.9,267.49,1172.5]
[null,53,267.61,1173.0999999999999,"liquid",null,null,null,null,null,null,null,53,267.61,1173.0999999999999]
[null,53.1,267.73,1173.7,"liquid",null,null,null,null,null,null,null,53.1,267.73,1173.7]
[null,53.2,267.85000000000002,1174.3,"liquid",null,null,null,null,null,null,null,53.2,267.85000000000002,1174.3]
[null,53.3,267.97000000000003,1174.9000000000001,"liquid",null,null,null,null,null,null,null,53.3,267.97000000000003,1174.9000000000001]
[null,53.4,268.08,1175.5,"liquid",null,null,null,null,null,null,null,53.4,268.08,1175.5]
[null,53.5,268.2,1176.0999999999999,"liquid",null,null,null,null,null,null,null,53.5,268.2,1176.0999999999999]
[null,53.6,268.32,1176.7,"liquid",null,null,null,null,null,null,null,53.6,268.32,1176.7]
[null,53.7,268.44,1177.3,"liquid",null,null,null,null,null,null,null,53.7,268.44,1177.3]
[null,53.8,268.56,1177.9000000000001,"liquid",null,null,null,null,null,null,null,53.8,268.56,1177.9000000000001]
[null,53.9,268.68,1178.5,"liquid",null,null,null,null,null,null,null,53.9,268.68,1178.5]
[null,54,268.79000000000002,1179.0999999999999,"liquid",null,null,null,null,null,null,null,54,268.79000000000002,1179.0999999999999]
[null,54.1,268.91000000000003,1179.7,"liquid",null,null,null,null,null,null,null,54.1,268.91000000000003,1179.7]
[null,54.2,269.02999999999997,1180.3,"liquid",null,null,null,null,null,null,null,54.2,269.02999999999997,1180.3]
[null,54.3,269.14999999999998,1180.9000000000001,"liquid",null,null,null,null,null,null,null,54.3,269.14999999999998,1180.9000000000001]
[null,54.4,269.27,1181.5,"liquid",null,null,null,null,null,null,null,54.4,269.27,1181.5]
[null,54.5,269.38,1182.0999999999999,"liquid",null,null,null,null,null,null,null,54.5,269.38,1182.0999999999999]
[null,54.6,269.5,1182.7,"liquid",null,null,null,null,null,null,null,54.6,269.5,1182.7]
[null,54.7,269.62,1183.3,"liquid",null,null,null,null,null,null,null,54.7,269.62,1183.3]
[null,54.8,269.73,1183.9000000000001,"liquid",null,null,null,null,null,null,null,54.8,269.73,1183.9000000000001]
[null,54.9,269.85000000000002,1184.5,"liquid",null,null,null,null,null,null,null,54.9,269.85000000000002,1184.5]
[null,55,269.97000000000003,1185.0999999999999,"liquid",null,null,null,null,null,null,null,55,269.97000000000003,1185.0999999999999]
[null,55.1,270.08,1185.7,"liquid",null,null,null,null,null,null,null,55.1,270.08,1185.7]
[null,55.2,270.2,1186.3,"liquid",null,null,null,null,null,null,null,55.2,270.2,1186.3]
[null,55.3,270.31,1186.9000000000001,"liquid",null,null,null,null,null,null,null,55.3,270.31,1186.9000000000001]
[null,55.4,270.43,1187.5,"liquid",null,null,null,null,null,null,null,55.4,270.43,1187.5]
[null,55.5,270.54000000000002,1188,"liquid",null,null,null,null,null,null,null,55.5,270.54000000000002,1188]
[null,55.6,270.66000000000003,1188.5999999999999,"liquid",null,null,null,null,null,null,null,55.6,270.66000000000003,1188.5999999999999]
[null,55.7,270.77,1189.2,"liquid",null,null,null,null,null,null,null,55.7,270.77,1189.2]
[null,55.8,270.89,1189.8,"liquid",null,null,null,null,null,null,null,55.8,270.89,1189.8]
[null,55.9,271,1190.4000000000001,"liquid",null,null,null,null,null,null,null,55.9,271,1190.4000000000001]
[null,56,271.12,1191,"liquid",null,null,null,null,null,null,null,56,271.12,1191]
[null,56.1,271.23,1191.5999999999999,"liquid",null,null,null,null,null,null,null,56.1,271.23,1191.5999999999999]
[null,56.2,271.35000000000002,1192.0999999999999,"liquid",null,null,null,null,null,null,null,56.2,271.35000000000002,1192.0999999999999]
[null,56.3,271.45999999999998,1192.7,"liquid",null,null,null,null,null,null,null,56.3,271.45999999999998,1192.7]
[null,56.4,271.58,1193.3,"liquid",null,null,null,null,null,null,null,56.4,271.58,1193.3]
[null,56.5,271.69,1193.9000000000001,"liquid",null,null,null,null,null,null,null,56.5,271.69,1193.9000000000001]
[null,56.6,271.8,1194.5,"liquid",null,null,null,null,null,null,null,56.6,271.8,1194.5]
[null,56.7,271.92,1195.0999999999999,"liquid",null,null,null,null,null,null,null,56.7,271.92,1195.0999999999999]
[null,56.8,272.02999999999997,1195.5999999999999,"liquid",null,null,null,null,null,null,null,56.8,272.02999999999997,1195.5999999999999]
[null,56.9,272.14999999999998,1196.2,"liquid",null,null,null,null,null,null,null,56.9,272.14999999999998,1196.2]
[null,57,272.26,1196.8,"liquid",null,null,null,null,null,null,null,57,272.26,1196.8]
[null,57.1,272.37,1197.4000000000001,"liquid",null,null,null,null,null,null,null,57.1,272.37,1197.4000000000001]
[null,57.2,272.48,1198,"liquid",null,null,null,null,null,null,null,57.2,272.48,1198]
[null,57.3,272.60000000000002,1198.5,"liquid",null,null,null,null,null,null,null,57.3,272.60000000000002,1198.5]
[null,57.4,272.70999999999998,1199.0999999999999,"liquid",null,null,null,null,null,null,null,57.4,272.70999999999998,1199.0999999999999]
[null,57.5,272.82,1199.7,"liquid",null,null,null,null,null,null,null,57.5,272.82,1199.7]
[null,57.6,272.93,1200.3,"liquid",null,null,null,null,null,null,null,57.6,272.93,1200.3]
[null,57.7,273.05,1200.8,"liquid",null,null,null,null,null,null,null,57.7,273.05,1200.8]
[null,57.8,273.16000000000003,1201.4000000000001,"liquid",null,null,null,null,null,null,null,57.8,273.16000000000003,1201.4000000000001]
[null,57.9,273.27,1202,"liquid",null,null,null,null,null,null,null,57.9,273.27,1202]
[null,58,273.38,1202.5999999999999,"liquid",null,null,null,null,null,null,null,58,273.38,1202.5999999999999]
[null,58.1,273.49,1203.0999999999999,"liquid",null,null,null,null,null,null,null,58.1,273.49,1203.0999999999999]
[null,58.2,273.60000000000002,1203.7,"liquid",null,null,null,null,null,null,null,58.2,273.60000000000002,1203.7]
[null,58.3,273.72000000000003,1204.3,"liquid",null,null,null,null,null,null,null,58.3,273.72000000000003,1204.3]
[null,58.4,273.83,1204.9000000000001,"liquid",null,null,null,null,null,null,null,58.4,273.83,1204.9000000000001]
[null,58.5,273.94,1205.4000000000001,"liquid",null,null,null,null,null,null,null,58.5,273.94,1205.4000000000001]
[null,58.6,274.05,1206,"liquid",null,null,null,null,null,null,null,58.6,274.05,1206]
[null,58.7,274.16000000000003,1206.5999999999999,"liquid",null,null,null,null,null,null,null,58.7,274.16000000000003,1206.5999999999999]
[null,58.8,274.27,1207.0999999999999,"liquid",null,null,null,null,null,null,null,58.8,274.27,1207.0999999999999]
[null,58.9,274.38,1207.7,"liquid",null,null,null,null,null,null,null,58.9,274.38,1207.7]
[null,59,274.49,1208.3,"liquid",null,null,null,null,null,null,null,59,274.49,1208.3]
[null,59.1,274.60000000000002,1208.8,"liquid",null,null,null,null,null,null,null,59.1,274.60000000000002,1208.8]
[null,59.2,274.70999999999998,1209.4000000000001,"liquid",null,null,null,null,null,null,null,59.2,274.70999999999998,1209.4000000000001]
[null,59.3,274.82,1210,"liquid",null,null,null,null,null,null,null,59.3,274.82,1210]
[null,59.4,274.93,1210.5,"liquid",null,null,null,null,null,null,null,59.4,274.93,1210.5]
[null,59.5,275.04000000000002,1211.0999999999999,"liquid",null,null,null,null,null,null,null,59.5,275.04000000000002,1211.0999999999999]
[null,59.6,275.14999999999998,1211.7,"liquid",null,null,null,null,null,null,null,59.6,275.14999999999998,1211.7]
[null,59.7,275.26,1212.2,"liquid",null,null,null,null,null,null,null,59.7,275.26,1212.2]
[null,59.8,275.37,1212.8,"liquid",null,null,null,null,null,null,null,59.8,275.37,1212.8]
[null,59.9,275.48,1213.4000000000001,"liquid",null,null,null,null,null,null,null,59.9,275.48,1213.4000000000001]
[null,60,275.58,1213.9000000000001,"liquid",null,null,null,null,null,null,null,60,275.58,1213.9000000000001]
[null,60.1,275.69,1214.5,"liquid",null,null,null,null,null,null,null,60.1,275.69,1214.5]
[null,60.2,275.8,1215,"liquid",null,null,null,null,null,null,null,60.2,275.8,1215]
[null,60.3,275.91000000000003,1215.5999999999999,"liquid",null,null,null,null,null,null,null,60.3,275.91000000000003,1215.5999999999999]
[null,60.4,276.02,1216.2,"liquid",null,null,null,null,null,null,null,60.4,276.02,1216.2]
[null,60.5,276.13,1216.7,"liquid",null,null,null,null,null,null,null,60.5,276.13,1216.7]
[null,60.6,276.24,1217.3,"liquid",null,null,null,null,null,null,null,60.6,276.24,1217.3]
[null,60.7,276.33999999999997,1217.8,"liquid",null,null,null,null,null,null,null,60.7,276.33999999999997,1217.8]
[null,60.8,276.45,1218.4000000000001,"liquid",null,null,null,null,null,null,null,60.8,276.45,1218.4000000000001]
[null,60.9,276.56,1219,"liquid",null,null,null,null,null,null,null,60.9,276.56,1219]
[null,61,276.67,1219.5,"liquid",null,null,null,null,null,null,null,61,276.67,1219.5]
[null,61.1,276.77,1220.0999999999999,"liquid",null,null,null,null,null,null,null,61.1,276.77,1220.0999999999999]
[null,61.2,276.88,1220.5999999999999,"liquid",null,null,null,null,null,null,null,61.2,276.88,1220.5999999999999]
[null,61.3,276.99,1221.2,"liquid",null,null,null,null,null,null,null,61.3,276.99,1221.2]
[null,61.4,277.08999999999997,1221.7,"liquid",null,null,null,null,null,null,null,61.4,277.08999999999997,1221.7]
[null,61.5,277.2,1222.3,"liquid",null,null,null,null,null,null,null,61.5,277.2,1222.3]
[null,61.6,277.31,1222.8,"liquid",null,null,null,null,null,null,null,61.6,277.31,1222.8]
[null,61.7,277.41000000000003,1223.4000000000001,"liquid",null,null,null,null,null,null,null,61.7,277.41000000000003,1223.4000000000001]
[null,61.8,277.52,1224,"liquid",null,null,null,null,null,null,null,61.8,277.52,1224]
[null,61.9,277.63,1224.5,"liquid",null,null,null,null,null,null,null,61.9,277.63,1224.5]
[null,62,277.73,1225.0999999999999,"liquid",null,null,null,null,null,null,null,62,277.73,1225.0999999999999]
[null,62.1,277.83999999999997,1225.5999999999999,"liquid",null,null,null,null,null,null,null,62.1,277.83999999999997,1225.5999999999999]
[null,62.2,277.94,1226.2,"liquid",null,null,null,null,null,null,null,62.2,277.94,1226.2]
[null,62.3,278.05,1226.7,"liquid",null,null,null,null,null,null,null,62.3,278.05,1226.7]
[null,62.4,278.16000000000003,1227.3,"liquid",null,null,null,null,null,null,null,62.4,278.16000000000003,1227.3]
[null,62.5,278.26,1227.8,"liquid",null,null,null,null,null,null,null,62.5,278.26,1227.8]
[null,62.6,278.37,1228.4000000000001,"liquid",null,null,null,null,null,null,null,62.6,278.37,1228.4000000000001]
[null,62.7,278.47000000000003,1228.9000000000001,"liquid",null,null,null,null,null,null,null,62.7,278.47000000000003,1228.9000000000001]
[null,62.8,278.58,1229.5,"liquid",null,null,null,null,null,null,null,62.8,278.58,1229.5]
[null,62.9,278.68,1230,"liquid",null,null,null,null,null,null,null,62.9,278.68,1230]
[null,63,278.79000000000002,1230.5,"liquid",null,null,null,null,null,null,null,63,278.79000000000002,1230.5]
[null,63.1,278.89,1231.0999999999999,"liquid",null,null,null,null,null,null,null,63.1,278.89,1231.0999999999999]
[null,63.2,279,1231.5999999999999,"liquid",null,null,null,null,null,null,null,63.2,279,1231.5999999999999]
[null,63.3,279.10000000000002,1232.2,"liquid",null,null,null,null,null,null,null,63.3,279.10000000000002,1232.2]
[null,63.4,279.20999999999998,1232.7,"liquid",null,null,null,null,null,null,null,63.4,279.20999999999998,1232.7]
[null,63.5,279.31,1233.3,"liquid",null,null,null,null,null,null,null,63.5,279.31,1233.3]
[null,63.6,279.41000000000003,1233.8,"liquid",null,null,null,null,null,null,null,63.6,279.41000000000003,1233.8]
[null,63.7,279.52,1234.4000000000001,"liquid",null,null,null,null,null,null,null,63.7,279.52,1234.4000000000001]
[null,63.8,279.62,1234.9000000000001,"liquid",null,null,null,null,null,null,null,63.8,279.62,1234.9000000000001]
[null,63.9,279.72000000000003,1235.4000000000001,"liquid",null,null,null,null,null,null,null,63.9,279.72000000000003,1235.4000000000001]
[null,64,279.83,1236,"liquid",null,null,null,null,null,null,null,64,279.83,1236]
[null,64.099999999999994,279.93,1236.5,"liquid",null,null,null,null,null,null,null,64.099999999999994,279.93,1236.5]
[null,64.2,280.04000000000002,1237.0999999999999,"liquid",null,null,null,null,null,null,null,64.2,280.04000000000002,1237.0999999999999]
[null,64.3,280.14,1237.5999999999999,"liquid",null,null,null,null,null,null,null,64.3,280.14,1237.5999999999999]
[null,64.400000000000006,280.24,1238.0999999999999,"liquid",null,null,null,null,null,null,null,64.400000000000006,280.24,1238.0999999999999]
[null,64.5,280.33999999999997,1238.7,"liquid",null,null,null,null,null,null,null,64.5,280.33999999999997,1238.7]
[null,64.599999999999994,280.45,1239.2,"liquid",null,null,null,null,null,null,null,64.599999999999994,280.45,1239.2]
[null,64.7,280.55,1239.8,"liquid",null,null,null,null,null,null,null,64.7,280.55,1239.8]
[null,64.8,280.64999999999998,1240.3,"liquid",null,null,null,null,null,null,null,64.8,280.64999999999998,1240.3]
[null,64.900000000000006,280.76,1240.8,"liquid",null,null,null,null,null,null,null,64.900000000000006,280.76,1240.8]
[null,65,280.86,1241.4000000000001,"liquid",null,null,null,null,null,null,null,65,280.86,1241.4000000000001]
[null,65.099999999999994,280.95999999999998,1241.9000000000001,"liquid",null,null,null,null,null,null,null,65.099999999999994,280.95999999999998,1241.9000000000001]
[null,65.2,281.06,1242.5,"liquid",null,null,null,null,null,null,null,65.2,281.06,1242.5]
[null,65.3,281.16000000000003,1243,"liquid",null,null,null,null,null,null,null,65.3,281.16000000000003,1243]
[null,65.400000000000006,281.27,1243.5,"liquid",null,null,null,null,null,null,null,65.400000000000006,281.27,1243.5]
[null,65.5,281.37,1244.0999999999999,"liquid",null,null,null,null,null,null,null,65.5,281.37,1244.0999999999999]
[null,65.599999999999994,281.47000000000003,1244.5999999999999,"liquid",null,null,null,null,null,null,null,65.599999999999994,281.47000000000003,1244.5999999999999]
[null,65.7,281.57,1245.0999999999999,"liquid",null,null,null,null,null,null,null,65.7,281.57,1245.0999999999999]
[null,65.8,281.67,1245.7,"liquid",null,null,null,null,null,null,null,65.8,281.67,1245.7]
[null,65.900000000000006,281.77,1246.2,"liquid",null,null,null,null,null,null,null,65.900000000000006,281.77,1246.2]
[null,66,281.87,1246.7,"liquid",null,null,null,null,null,null,null,66,281.87,1246.7]
[null,66.099999999999994,281.98,1247.3,"liquid",null,null,null,null,null,null,null,66.099999999999994,281.98,1247.3]
[null,66.2,282.08,1247.8,"liquid",null,null,null,null,null,null,null,66.2,282.08,1247.8]
[null,66.3,282.18,1248.3,"liquid",null,null,null,null,null,null,null,66.3,282.18,1248.3]
[null,66.400000000000006,282.27999999999997,1248.8,"liquid",null,null,null,null,null,null,null,66.400000000000006,282.27999999999997,1248.8]
[null,66.5,282.38,1249.4000000000001,"liquid",null,null,null,null,null,null,null,66.5,282.38,1249.4000000000001]
[null,66.599999999999994,282.48,1249.9000000000001,"liquid",null,null,null,null,null,null,null,66.599999999999994,282.48,1249.9000000000001]
[null,66.7,282.58,1250.4000000000001,"liquid",null,null,null,null,null,null,null,66.7,282.58,1250.4000000000001]
[null,66.8,282.68,1251,"liquid",null,null,null,null,null,null,null,66.8,282.68,1251]
[null,66.900000000000006,282.77999999999997,1251.5,"liquid",null,null,null,null,null,null,null,66.900000000000006,282.77999999999997,1251.5]
[null,67,282.88,1252,"liquid",null,null,null,null,null,null,null,67,282.88,1252]
[null,67.099999999999994,282.98,1252.5,"liquid",null,null,null,null,null,null,null,67.099999999999994,282.98,1252.5]
[null,67.2,283.08,1253.0999999999999,"liquid",null,null,null,null,null,null,null,67.2,283.08,1253.0999999999999]
[null,67.3,283.18,1253.5999999999999,"liquid",null,null,null,null,null,null,null,67.3,283.18,1253.5999999999999]
[null,67.400000000000006,283.27999999999997,1254.0999999999999,"liquid",null,null,null,null,null,null,null,67.400000000000006,283.27999999999997,1254.0999999999999]
[null,67.5,283.38,1254.7,"liquid",null,null,null,null,null,null,null,67.5,283.38,1254.7]
[null,67.599999999999994,283.48,1255.2,"liquid",null,null,null,null,null,null,null,67.599999999999994,283.48,1255.2]
[null,67.7,283.58,1255.7,"liquid",null,null,null,null,null,null,null,67.7,283.58,1255.7]
[null,67.8,283.68,1256.2,"liquid",null,null,null,null,null,null,null,67.8,283.68,1256.2]
[null,67.900000000000006,283.77999999999997,1256.8,"liquid",null,null,null,null,null,null,null,67.900000000000006,283.77999999999997,1256.8]
[null,68,283.87,1257.3,"liquid",null,null,null,null,null,null,null,68,283.87,1257.3]
[null,68.099999999999994,283.97000000000003,1257.8,"liquid",null,null,null,null,null,null,null,68.099999999999994,283.97000000000003,1257.8]
[null,68.2,284.07,1258.3,"liquid",null,null,null,null,null,null,null,68.2,284.07,1258.3]
[null,68.3,284.17,1258.8,"liquid",null,null,null,null,null,null,null,68.3,284.17,1258.8]
[null,68.400000000000006,284.27,1259.4000000000001,"liquid",null,null,null,null,null,null,null,68.400000000000006,284.27,1259.4000000000001]
[null,68.5,284.37,1259.9000000000001,"liquid",null,null,null,null,null,null,null,68.5,284.37,1259.9000000000001]
[null,68.599999999999994,284.45999999999998,1260.4000000000001,"liquid",null,null,null,null,null,null,null,68.599999999999994,284.45999999999998,1260.4000000000001]
[null,68.7,284.56,1260.9000000000001,"liquid",null,null,null,null,null,null,null,68.7,284.56,1260.9000000000001]
[null,68.8,284.66000000000003,1261.5,"liquid",null,null,null,null,null,null,null,68.8,284.66000000000003,1261.5]
[null,68.900000000000006,284.76,1262,"liquid",null,null,null,null,null,null,null,68.900000000000006,284.76,1262]
[null,69,284.86,1262.5,"liquid",null,null,null,null,null,null,null,69,284.86,1262.5]
[null,69.099999999999994,284.95,1263,"liquid",null,null,null,null,null,null,null,69.099999999999994,284.95,1263]
[null,69.2,285.05,1263.5,"liquid",null,null,null,null,null,null,null,69.2,285.05,1263.5]
[null,69.3,285.14999999999998,1264,"liquid",null,null,null,null,null,null,null,69.3,285.14999999999998,1264]
[null,69.400000000000006,285.25,1264.5999999999999,"liquid",null,null,null,null,null,null,null,69.400000000000006,285.25,1264.5999999999999]
[null,69.5,285.33999999999997,1265.0999999999999,"liquid",null,null,null,null,null,null,null,69.5,285.33999999999997,1265.0999999999999]
[null,69.599999999999994,285.44,1265.5999999999999,"liquid",null,null,null,null,null,null,null,69.599999999999994,285.44,1265.5999999999999]
[null,69.7,285.54000000000002,1266.0999999999999,"liquid",null,null,null,null,null,null,null,69.7,285.54000000000002,1266.0999999999999]
[null,69.8,285.64,1266.5999999999999,"liquid",null,null,null,null,null,null,null,69.8,285.64,1266.5999999999999]
[null,69.900000000000006,285.73,1267.0999999999999,"liquid",null,null,null,null,null,null,null,69.900000000000006,285.73,1267.0999999999999]
[null,70,285.83,1267.7,"liquid",null,null,null,null,null,null,null,70,285.83,1267.7]
[null,70.099999999999994,285.93,1268.2,"liquid",null,null,null,null,null,null,null,70.099999999999994,285.93,1268.2]
[null,70.2,286.02,1268.7,"liquid",null,null,null,null,null,null,null,70.2,286.02,1268.7]
[null,70.3,286.12,1269.2,"liquid",null,null,null,null,null,null,null,70.3,286.12,1269.2]
[null,70.400000000000006,286.20999999999998,1269.7,"liquid",null,null,null,null,null,null,null,70.400000000000006,286.20999999999998,1269.7]
[null,70.5,286.31,1270.2,"liquid",null,null,null,null,null,null,null,70.5,286.31,1270.2]
[null,70.599999999999994,286.41000000000003,1270.7,"liquid",null,null,null,null,null,null,null,70.599999999999994,286.41000000000003,1270.7]
[null,70.7,286.5,1271.3,"liquid",null,null,null,null,null,null,null,70.7,286.5,1271.3]
[null,70.8,286.60000000000002,1271.8,"liquid",null,null,null,null,null,null,null,70.8,286.60000000000002,1271.8]
[null,70.900000000000006,286.69,1272.3,"liquid",null,null,null,null,null,null,null,70.900000000000006,286.69,1272.3]
[null,71,286.79000000000002,1272.8,"liquid",null,null,null,null,null,null,null,71,286.79000000000002,1272.8]
[null,71.099999999999994,286.89,1273.3,"liquid",null,null,null,null,null,null,null,71.099999999999994,286.89,1273.3]
[null,71.2,286.98,1273.8,"liquid",null,null,null,null,null,null,null,71.2,286.98,1273.8]
[null,71.3,287.08,1274.3,"liquid",null,null,null,null,null,null,null,71.3,287.08,1274.3]
[null,71.400000000000006,287.17,1274.8,"liquid",null,null,null,null,null,null,null,71.400000000000006,287.17,1274.8]
[null,71.5,287.27,1275.3,"liquid",null,null,null,null,null,null,null,71.5,287.27,1275.3]
[null,71.599999999999994,287.36,1275.8,"liquid",null,null,null,null,null,null,null,71.599999999999994,287.36,1275.8]
[null,71.7,287.45999999999998,1276.4000000000001,"liquid",null,null,null,null,null,null,null,71.7,287.45999999999998,1276.4000000000001]
[null,71.8,287.55,1276.9000000000001,"liquid",null,null,null,null,null,null,null,71.8,287.55,1276.9000000000001]
[null,71.900000000000006,287.64999999999998,1277.4000000000001,"liquid",null,null,null,null,null,null,null,71.900000000000006,287.64999999999998,1277.4000000000001]
[null,72,287.74,1277.9000000000001,"liquid",null,null,null,null,null,null,null,72,287.74,1277.9000000000001]
[null,72.099999999999994,287.83999999999997,1278.4000000000001,"liquid",null,null,null,null,null,null,null,72.099999999999994,287.83999999999997,1278.4000000000001]
[null,72.2,287.93,1278.9000000000001,"liquid",null,null,null,null,null,null,null,72.2,287.93,1278.9000000000001]
[null,72.3,288.02,1279.4000000000001,"liquid",null,null,null,null,null,null,null,72.3,288.02,1279.4000000000001]
[null,72.400000000000006,288.12,1279.9000000000001,"liquid",null,null,null,null,null,null,null,72.400000000000006,288.12,1279.9000000000001]
[null,72.5,288.20999999999998,1280.4000000000001,"liquid",null,null,null,null,null,null,null,72.5,288.20999999999998,1280.4000000000001]
[null,72.599999999999994,288.31,1280.9000000000001,"liquid",null,null,null,null,null,null,null,72.599999999999994,288.31,1280.9000000000001]
[null,72.7,288.39999999999998,1281.4000000000001,"liquid",null,null,null,null,null,null,null,72.7,288.39999999999998,1281.4000000000001]
[null,72.8,288.5,1281.9000000000001,"liquid",null,null,null,null,null,null,null,72.8,288.5,1281.9000000000001]
[null,72.900000000000006,288.58999999999997,1282.4000000000001,"liquid",null,null,null,null,null,null,null,72.900000000000006,288.58999999999997,1282.4000000000001]
[null,73,288.68,1282.9000000000001,"liquid",null,null,null,null,null,null,null,73,288.68,1282.9000000000001]
[null,73.099999999999994,288.77999999999997,1283.4000000000001,"liquid",null,null,null,null,null,null,null,73.099999999999994,288.77999999999997,1283.4000000000001]
[null,73.2,288.87,1283.9000000000001,"liquid",null,null,null,null,null,null,null,73.2,288.87,1283.9000000000001]
[null,73.3,288.95999999999998,1284.4000000000001,"liquid",null,null,null,null,null,null,null,73.3,288.95999999999998,1284.4000000000001]
[null,73.400000000000006,289.06,1284.9000000000001,"liquid",null,null,null,null,null,null,null,73.400000000000006,289.06,1284.9000000000001]
[null,73.5,289.14999999999998,1285.4000000000001,"liquid",null,null,null,null,null,null,null,73.5,289.14999999999998,1285.4000000000001]
[null,73.599999999999994,289.24,1285.9000000000001,"liquid",null,null,null,null,null,null,null,73.599999999999994,289.24,1285.9000000000001]
[null,73.7,289.33999999999997,1286.4000000000001,"liquid",null,null,null,null,null,null,null,73.7,289.33999999999997,1286.4000000000001]
[null,73.8,289.43,1286.9000000000001,"liquid",null,null,null,null,null,null,null,73.8,289.43,1286.9000000000001]
[null,73.900000000000006,289.52,1287.4000000000001,"liquid",null,null,null,null,null,null,null,73.900000000000006,289.52,1287.4000000000001]
[null,74,289.61,1287.9000000000001,"liquid",null,null,null,null,null,null,null,74,289.61,1287.9000000000001]
[null,74.099999999999994,289.70999999999998,1288.4000000000001,"liquid",null,null,null,null,null,null,null,74.099999999999994,289.70999999999998,1288.4000000000001]
[null,74.2,289.8,1288.9000000000001,"liquid",null,null,null,null,null,null,null,74.2,289.8,1288.9000000000001]
[null,74.3,289.89,1289.4000000000001,"liquid",null,null,null,null,null,null,null,74.3,289.89,1289.4000000000001]
[null,74.400000000000006,289.98,1289.9000000000001,"liquid",null,null,null,null,null,null,null,74.400000000000006,289.98,1289.9000000000001]
[null,74.5,290.08,1290.4000000000001,"liquid",null,null,null,null,null,null,null,74.5,290.08,1290.4000000000001]
[null,74.599999999999994,290.17,1290.9000000000001,"liquid",null,null,null,null,null,null,null,74.599999999999994,290.17,1290.9000000000001]
[null,74.7,290.26,1291.4000000000001,"liquid",null,null,null,null,null,null,null,74.7,290.26,1291.4000000000001]
[null,74.8,290.35000000000002,1291.9000000000001,"liquid",null,null,null,null,null,null,null,74.8,290.35000000000002,1291.9000000000001]
[null,74.900000000000006,290.44,1292.4000000000001,"liquid",null,null,null,null,null,null,null,74.900000000000006,290.44,1292.4000000000001]
[null,75,290.54000000000002,1292.9000000000001,"liquid",null,null,null,null,null,null,null,75,290.54000000000002,1292.9000000000001]
[null,75.099999999999994,290.63,1293.4000000000001,"liquid",null,null,null,null,null,null,null,75.099999999999994,290.63,1293.4000000000001]
[null,75.2,290.72000000000003,1293.9000000000001,"liquid",null,null,null,null,null,null,null,75.2,290.72000000000003,1293.9000000000001]
[null,75.3,290.81,1294.4000000000001,"liquid",null,null,null,null,null,null,null,75.3,290.81,1294.4000000000001]
[null,75.400000000000006,290.89999999999998,1294.9000000000001,"liquid",null,null,null,null,null,null,null,75.400000000000006,290.89999999999998,1294.9000000000001]
[null,75.5,290.99,1295.4000000000001,"liquid",null,null,null,null,null,null,null,75.5,290.99,1295.4000000000001]
[null,75.599999999999994,291.08,1295.9000000000001,"liquid",null,null,null,null,null,null,null,75.599999999999994,291.08,1295.9000000000001]
[null,75.7,291.18,1296.4000000000001,"liquid",null,null,null,null,null,null,null,75.7,291.18,1296.4000000000001]
[null,75.8,291.27,1296.9000000000001,"liquid",null,null,null,null,null,null,null,75.8,291.27,1296.9000000000001]
[null,75.900000000000006,291.36,1297.4000000000001,"liquid",null,null,null,null,null,null,null,75.900000000000006,291.36,1297.4000000000001]
[null,76,291.45,1297.9000000000001,"liquid",null,null,null,null,null,null,null,76,291.45,1297.9000000000001]
[null,76.099999999999994,291.54000000000002,1298.4000000000001,"liquid",null,null,null,null,null,null,null,76.099999999999994,291.54000000000002,1298.4000000000001]
[null,76.2,291.63,1298.9000000000001,"liquid",null,null,null,null,null,null,null,76.2,291.63,1298.9000000000001]
[null,76.3,291.72000000000003,1299.3,"liquid",null,null,null,null,null,null,null,76.3,291.72000000000003,1299.3]
[null,76.400000000000006,291.81,1299.8,"liquid",null,null,null,null,null,null,null,76.400000000000006,291.81,1299.8]
[null,76.5,291.89999999999998,1300.3,"liquid",null,null,null,null,null,null,null,76.5,291.89999999999998,1300.3]
[null,76.599999999999994,291.99,1300.8,"liquid",null,null,null,null,null,null,null,76.599999999999994,291.99,1300.8]
[null,76.7,292.08,1301.3,"liquid",null,null,null,null,null,null,null,76.7,292.08,1301.3]
[null,76.8,292.17,1301.8,"liquid",null,null,null,null,null,null,null,76.8,292.17,1301.8]
[null,76.900000000000006,292.26,1302.3,"liquid",null,null,null,null,null,null,null,76.900000000000006,292.26,1302.3]
[null,77,292.35000000000002,1302.8,"liquid",null,null,null,null,null,null,null,77,292.35000000000002,1302.8]
[null,77.099999999999994,292.44,1303.3,"liquid",null,null,null,null,null,null,null,77.099999999999994,292.44,1303.3]
[null,77.2,292.52999999999997,1303.8,"liquid",null,null,null,null,null,null,null,77.2,292.52999999999997,1303.8]
[null,77.3,292.62,1304.2,"liquid",null,null,null,null,null,null,null,77.3,292.62,1304.2]
[null,77.400000000000006,292.70999999999998,1304.7,"liquid",null,null,null,null,null,null,null,77.400000000000006,292.70999999999998,1304.7]
[null,77.5,292.8,1305.2,"liquid",null,null,null,null,null,null,null,77.5,292.8,1305.2]
[null,77.599999999999994,292.89,1305.7,"liquid",null,null,null,null,null,null,null,77.599999999999994,292.89,1305.7]
[null,77.7,292.98,1306.2,"liquid",null,null,null,null,null,null,null,77.7,292.98,1306.2]
[null,77.8,293.07,1306.7,"liquid",null,null,null,null,null,null,null,77.8,293.07,1306.7]
[null,77.900000000000006,293.16000000000003,1307.2,"liquid",null,null,null,null,null,null,null,77.900000000000006,293.16000000000003,1307.2]
[null,78,293.25,1307.7,"liquid",null,null,null,null,null,null,null,78,293.25,1307.7]
[null,78.099999999999994,293.33,1308.0999999999999,"liquid",null,null,null,null,null,null,null,78.099999999999994,293.33,1308.0999999999999]
[null,78.2,293.42,1308.5999999999999,"liquid",null,null,null,null,null,null,null,78.2,293.42,1308.5999999999999]
[null,78.3,293.51,1309.0999999999999,"liquid",null,null,null,null,null,null,null,78.3,293.51,1309.0999999999999]
[null,78.400000000000006,293.60000000000002,1309.5999999999999,"liquid",null,null,null,null,null,null,null,78.400000000000006,293.60000000000002,1309.5999999999999]
[null,78.5,293.69,1310.0999999999999,"liquid",null,null,null,null,null,null,null,78.5,293.69,1310.0999999999999]
[null,78.599999999999994,293.77999999999997,1310.5999999999999,"liquid",null,null,null,null,null,null,null,78.599999999999994,293.77999999999997,1310.5999999999999]
[null,78.7,293.87,1311,"liquid",null,null,null,null,null,null,null,78.7,293.87,1311]
[null,78.8,293.95,1311.5,"liquid",null,null,null,null,null,null,null,78.8,293.95,1311.5]
[null,78.900000000000006,294.04000000000002,1312,"liquid",null,null,null,null,null,null,null,78.900000000000006,294.04000000000002,1312]
[null,79,294.13,1312.5,"liquid",null,null,null,null,null,null,null,79,294.13,1312.5]
[null,79.099999999999994,294.22000000000003,1313,"liquid",null,null,null,null,null,null,null,79.099999999999994,294.22000000000003,1313]
[null,79.2,294.31,1313.5,"liquid",null,null,null,null,null,null,null,79.2,294.31,1313.5]
[null,79.3,294.39,1313.9,"liquid",null,null,null,null,null,null,null,79.3,294.39,1313.9]
[null,79.400000000000006,294.48,1314.4,"liquid",null,null,null,null,null,null,null,79.400000000000006,294.48,1314.4]
[null,79.5,294.57,1314.9,"liquid",null,null,null,null,null,null,null,79.5,294.57,1314.9]
[null,79.599999999999994,294.66000000000003,1315.4,"liquid",null,null,null,null,null,null,null,79.599999999999994,294.66000000000003,1315.4]
[null,79.7,294.75,1315.9,"liquid",null,null,null,null,null,null,null,79.7,294.75,1315.9]
[null,79.8,294.83,1316.4,"liquid",null,null,null,null,null,null,null,79.8,294.83,1316.4]
[null,79.900000000000006,294.92,1316.8,"liquid",null,null,null,null,null,null,null,79.900000000000006,294.92,1316.8]
[null,80,295.01,1317.3,"liquid",null,null,null,null,null,null,null,80,295.01,1317.3]
[null,80.099999999999994,295.08999999999997,1317.8,"liquid",null,null,null,null,null,null,null,80.099999999999994,295.08999999999997,1317.8]
[null,80.2,295.18,1318.3,"liquid",null,null,null,null,null,null,null,80.2,295.18,1318.3]
[null,80.3,295.27,1318.7,"liquid",null,null,null,null,null,null,null,80.3,295.27,1318.7]
[null,80.400000000000006,295.36,1319.2,"liquid",null,null,null,null,null,null,null,80.400000000000006,295.36,1319.2]
[null,80.5,295.44,1319.7,"liquid",null,null,null,null,null,null,null,80.5,295.44,1319.7]
[null,80.599999999999994,295.52999999999997,1320.2,"liquid",null,null,null,null,null,null,null,80.599999999999994,295.52999999999997,1320.2]
[null,80.7,295.62,1320.7,"liquid",null,null,null,null,null,null,null,80.7,295.62,1320.7]
[null,80.8,295.7,1321.1,"liquid",null,null,null,null,null,null,null,80.8,295.7,1321.1]
[null,80.900000000000006,295.79000000000002,1321.6,"liquid",null,null,null,null,null,null,null,80.900000000000006,295.79000000000002,1321.6]
[null,81,295.88,1322.1,"liquid",null,null,null,null,null,null,null,81,295.88,1322.1]
[null,81.099999999999994,295.95999999999998,1322.6,"liquid",null,null,null,null,null,null,null,81.099999999999994,295.95999999999998,1322.6]
[null,81.2,296.05,1323,"liquid",null,null,null,null,null,null,null,81.2,296.05,1323]
[null,81.3,296.14,1323.5,"liquid",null,null,null,null,null,null,null,81.3,296.14,1323.5]
[null,81.400000000000006,296.22000000000003,1324,"liquid",null,null,null,null,null,null,null,81.400000000000006,296.22000000000003,1324]
[null,81.5,296.31,1324.5,"liquid",null,null,null,null,null,null,null,81.5,296.31,1324.5]
[null,81.599999999999994,296.39,1324.9,"liquid",null,null,null,null,null,null,null,81.599999999999994,296.39,1324.9]
[null,81.7,296.48,1325.4,"liquid",null,null,null,null,null,null,null,81.7,296.48,1325.4]
[null,81.8,296.57,1325.9,"liquid",null,null,null,null,null,null,null,81.8,296.57,1325.9]
[null,81.900000000000006,296.64999999999998,1326.4,"liquid",null,null,null,null,null,null,null,81.900000000000006,296.64999999999998,1326.4]
[null,82,296.74,1326.8,"liquid",null,null,null,null,null,null,null,82,296.74,1326.8]
[null,82.1,296.82,1327.3,"liquid",null,null,null,null,null,null,null,82.1,296.82,1327.3]
[null,82.2,296.91000000000003,1327.8,"liquid",null,null,null,null,null,null,null,82.2,296.91000000000003,1327.8]
[null,82.3,296.99,1328.3,"liquid",null,null,null,null,null,null,null,82.3,296.99,1328.3]
[null,82.4,297.08,1328.7,"liquid",null,null,null,null,null,null,null,82.4,297.08,1328.7]
[null,82.5,297.16000000000003,1329.2,"liquid",null,null,null,null,null,null,null,82.5,297.16000000000003,1329.2]
[null,82.6,297.25,1329.7,"liquid",null,null,null,null,null,null,null,82.6,297.25,1329.7]
[null,82.7,297.33,1330.2,"liquid",null,null,null,null,null,null,null,82.7,297.33,1330.2]
[null,82.8,297.42,1330.6,"liquid",null,null,null,null,null,null,null,82.8,297.42,1330.6]
[null,82.9,297.5,1331.1,"liquid",null,null,null,null,null,null,null,82.9,297.5,1331.1]
[null,83,297.58999999999997,1331.6,"liquid",null,null,null,null,null,null,null,83,297.58999999999997,1331.6]
[null,83.1,297.67,1332,"liquid",null,null,null,null,null,null,null,83.1,297.67,1332]
[null,83.2,297.76,1332.5,"liquid",null,null,null,null,null,null,null,83.2,297.76,1332.5]
[null,83.3,297.83999999999997,1333,"liquid",null,null,null,null,null,null,null,83.3,297.83999999999997,1333]
[null,83.4,297.93,1333.4,"liquid",null,null,null,null,null,null,null,83.4,297.93,1333.4]
[null,83.5,298.01,1333.9,"liquid",null,null,null,null,null,null,null,83.5,298.01,1333.9]
[null,83.6,298.10000000000002,1334.4,"liquid",null,null,null,null,null,null,null,83.6,298.10000000000002,1334.4]
[null,83.7,298.18,1334.9,"liquid",null,null,null,null,null,null,null,83.7,298.18,1334.9]
[null,83.8,298.27,1335.3,"liquid",null,null,null,null,null,null,null,83.8,298.27,1335.3]
[null,83.9,298.35000000000002,1335.8,"liquid",null,null,null,null,null,null,null,83.9,298.35000000000002,1335.8]
[null,84,298.43,1336.3,"liquid",null,null,null,null,null,null,null,84,298.43,1336.3]
[null,84.1,298.52,1336.7,"liquid",null,null,null,null,null,null,null,84.1,298.52,1336.7]
[null,84.2,298.60000000000002,1337.2,"liquid",null,null,null,null,null,null,null,84.2,298.60000000000002,1337.2]
[null,84.3,298.69,1337.7,"liquid",null,null,null,null,null,null,null,84.3,298.69,1337.7]
[null,84.4,298.77,1338.1,"liquid",null,null,null,null,null,null,null,84.4,298.77,1338.1]
[null,84.5,298.85000000000002,1338.6,"liquid",null,null,null,null,null,null,null,84.5,298.85000000000002,1338.6]
[null,84.6,298.94,1339.1,"liquid",null,null,null,null,null,null,null,84.6,298.94,1339.1]
[null,84.7,299.02,1339.5,"liquid",null,null,null,null,null,null,null,84.7,299.02,1339.5]
[null,84.8,299.10000000000002,1340,"liquid",null,null,null,null,null,null,null,84.8,299.10000000000002,1340]
[null,84.9,299.19,1340.5,"liquid",null,null,null,null,null,null,null,84.9,299.19,1340.5]
[null,85,299.27,1340.9,"liquid",null,null,null,null,null,null,null,85,299.27,1340.9]
[null,85.1,299.35000000000002,1341.4,"liquid",null,null,null,null,null,null,null,85.1,299.35000000000002,1341.4]
[null,85.2,299.44,1341.9,"liquid",null,null,null,null,null,null,null,85.2,299.44,1341.9]
[null,85.3,299.52,1342.3,"liquid",null,null,null,null,null,null,null,85.3,299.52,1342.3]
[null,85.4,299.60000000000002,1342.8,"liquid",null,null,null,null,null,null,null,85.4,299.60000000000002,1342.8]
[null,85.5,299.69,1343.3,"liquid",null,null,null,null,null,null,null,85.5,299.69,1343.3]
[null,85.6,299.77,1343.7,"liquid",null,null,null,null,null,null,null,85.6,299.77,1343.7]
[null,85.7,299.85000000000002,1344.2,"liquid",null,null,null,null,null,null,null,85.7,299.85000000000002,1344.2]
[null,85.8,299.93,1344.6,"liquid",null,null,null,null,null,null,null,85.8,299.93,1344.6]
[null,85.9,300.02,1345.1,"liquid",null,null,null,null,null,null,null,85.9,300.02,1345.1]
[null,86,300.10000000000002,1345.6,"liquid",null,null,null,null,null,null,null,86,300.10000000000002,1345.6]
[null,86.1,300.18,1346,"liquid",null,null,null,null,null,null,null,86.1,300.18,1346]
[null,86.2,300.26,1346.5,"liquid",null,null,null,null,null,null,null,86.2,300.26,1346.5]
[null,86.3,300.35000000000002,1347,"liquid",null,null,null,null,null,null,null,86.3,300.35000000000002,1347]
[null,86.4,300.43,1347.4,"liquid",null,null,null,null,null,null,null,86.4,300.43,1347.4]
[null,86.5,300.51,1347.9,"liquid",null,null,null,null,null,null,null,86.5,300.51,1347.9]
[null,86.6,300.58999999999997,1348.3,"liquid",null,null,null,null,null,null,null,86.6,300.58999999999997,1348.3]
[null,86.7,300.68,1348.8,"liquid",null,null,null,null,null,null,null,86.7,300.68,1348.8]
[null,86.8,300.76,1349.3,"liquid",null,null,null,null,null,null,null,86.8,300.76,1349.3]
[null,86.9,300.83999999999997,1349.7,"liquid",null,null,null,null,null,null,null,86.9,300.83999999999997,1349.7]
[null,87,300.92,1350.2,"liquid",null,null,null,null,null,null,null,87,300.92,1350.2]
[null,87.1,301,1350.6,"liquid",null,null,null,null,null,null,null,87.1,301,1350.6]
[null,87.2,301.08999999999997,1351.1,"liquid",null,null,null,null,null,null,null,87.2,301.08999999999997,1351.1]
[null,87.3,301.17,1351.6,"liquid",null,null,null,null,null,null,null,87.3,301.17,1351.6]
[null,87.4,301.25,1352,"liquid",null,null,null,null,null,null,null,87.4,301.25,1352]
[null,87.5,301.33,1352.5,"liquid",null,null,null,null,null,null,null,87.5,301.33,1352.5]
[null,87.6,301.41000000000003,1352.9,"liquid",null,null,null,null,null,null,null,87.6,301.41000000000003,1352.9]
[null,87.7,301.49,1353.4,"liquid",null,null,null,null,null,null,null,87.7,301.49,1353.4]
[null,87.8,301.57,1353.9,"liquid",null,null,null,null,null,null,null,87.8,301.57,1353.9]
[null,87.9,301.66000000000003,1354.3,"liquid",null,null,null,null,null,null,null,87.9,301.66000000000003,1354.3]
[null,88,301.74,1354.8,"liquid",null,null,null,null,null,null,null,88,301.74,1354.8]
[null,88.1,301.82,1355.2,"liquid",null,null,null,null,null,null,null,88.1,301.82,1355.2]
[null,88.2,301.89999999999998,1355.7,"liquid",null,null,null,null,null,null,null,88.2,301.89999999999998,1355.7]
[null,88.3,301.98,1356.1,"liquid",null,null,null,null,null,null,null,88.3,301.98,1356.1]
[null,88.4,302.06,1356.6,"liquid",null,null,null,null,null,null,null,88.4,302.06,1356.6]
[null,88.5,302.14,1357.1,"liquid",null,null,null,null,null,null,null,88.5,302.14,1357.1]
[null,88.6,302.22000000000003,1357.5,"liquid",null,null,null,null,null,null,null,88.6,302.22000000000003,1357.5]
[null,88.7,302.3,1358,"liquid",null,null,null,null,null,null,null,88.7,302.3,1358]
[null,88.8,302.38,1358.4,"liquid",null,null,null,null,null,null,null,88.8,302.38,1358.4]
[null,88.9,302.45999999999998,1358.9,"liquid",null,null,null,null,null,null,null,88.9,302.45999999999998,1358.9]
[null,89,302.54000000000002,1359.3,"liquid",null,null,null,null,null,null,null,89,302.54000000000002,1359.3]
[null,89.1,302.62,1359.8,"liquid",null,null,null,null,null,null,null,89.1,302.62,1359.8]
[null,89.2,302.7,1360.2,"liquid",null,null,null,null,null,null,null,89.2,302.7,1360.2]
[null,89.3,302.79000000000002,1360.7,"liquid",null,null,null,null,null,null,null,89.3,302.79000000000002,1360.7]
[null,89.4,302.87,1361.2,"liquid",null,null,null,null,null,null,null,89.4,302.87,1361.2]
[null,89.5,302.95,1361.6,"liquid",null,null,null,null,null,null,null,89.5,302.95,1361.6]
[null,89.6,303.02999999999997,1362.1,"liquid",null,null,null,null,null,null,null,89.6,303.02999999999997,1362.1]
[null,89.7,303.11,1362.5,"liquid",null,null,null,null,null,null,null,89.7,303.11,1362.5]
[null,89.8,303.19,1363,"liquid",null,null,null,null,null,null,null,89.8,303.19,1363]
[null,89.9,303.27,1363.4,"liquid",null,null,null,null,null,null,null,89.9,303.27,1363.4]
[null,90,303.33999999999997,1363.9,"liquid",null,null,null,null,null,null,null,90,303.33999999999997,1363.9]
[null,90.1,303.42,1364.3,"liquid",null,null,null,null,null,null,null,90.1,303.42,1364.3]
[null,90.2,303.5,1364.8,"liquid",null,null,null,null,null,null,null,90.2,303.5,1364.8]
[null,90.3,303.58,1365.2,"liquid",null,null,null,null,null,null,null,90.3,303.58,1365.2]
[null,90.4,303.66000000000003,1365.7,"liquid",null,null,null,null,null,null,null,90.4,303.66000000000003,1365.7]
[null,90.5,303.74,1366.1,"liquid",null,null,null,null,null,null,null,90.5,303.74,1366.1]
[null,90.6,303.82,1366.6,"liquid",null,null,null,null,null,null,null,90.6,303.82,1366.6]
[null,90.7,303.89999999999998,1367,"liquid",null,null,null,null,null,null,null,90.7,303.89999999999998,1367]
[null,90.8,303.98,1367.5,"liquid",null,null,null,null,null,null,null,90.8,303.98,1367.5]
[null,90.9,304.06,1367.9,"liquid",null,null,null,null,null,null,null,90.9,304.06,1367.9]
[null,91,304.14,1368.4,"liquid",null,null,null,null,null,null,null,91,304.14,1368.4]
[null,91.1,304.22000000000003,1368.8,"liquid",null,null,null,null,null,null,null,91.1,304.22000000000003,1368.8]
[null,91.2,304.3,1369.3,"liquid",null,null,null,null,null,null,null,91.2,304.3,1369.3]
[null,91.3,304.38,1369.7,"liquid",null,null,null,null,null,null,null,91.3,304.38,1369.7]
[null,91.4,304.45,1370.2,"liquid",null,null,null,null,null,null,null,91.4,304.45,1370.2]
[null,91.5,304.52999999999997,1370.6,"liquid",null,null,null,null,null,null,null,91.5,304.52999999999997,1370.6]
[null,91.6,304.61,1371.1,"liquid",null,null,null,null,null,null,null,91.6,304.61,1371.1]
[null,91.7,304.69,1371.5,"liquid",null,null,null,null,null,null,null,91.7,304.69,1371.5]
[null,91.8,304.77,1372,"liquid",null,null,null,null,null,null,null,91.8,304.77,1372]
[null,91.9,304.85000000000002,1372.4,"liquid",null,null,null,null,null,null,null,91.9,304.85000000000002,1372.4]
[null,92,304.93,1372.9,"liquid",null,null,null,null,null,null,null,92,304.93,1372.9]
[null,92.1,305,1373.3,"liquid",null,null,null,null,null,null,null,92.1,305,1373.3]
[null,92.2,305.08,1373.8,"liquid",null,null,null,null,null,null,null,92.2,305.08,1373.8]
[null,92.3,305.16000000000003,1374.2,"liquid",null,null,null,null,null,null,null,92.3,305.16000000000003,1374.2]
[null,92.4,305.24,1374.7,"liquid",null,null,null,null,null,null,null,92.4,305.24,1374.7]
[null,92.5,305.32,1375.1,"liquid",null,null,null,null,null,null,null,92.5,305.32,1375.1]
[null,92.6,305.39999999999998,1375.6,"liquid",null,null,null,null,null,null,null,92.6,305.39999999999998,1375.6]
[null,92.7,305.47000000000003,1376,"liquid",null,null,null,null,null,null,null,92.7,305.47000000000003,1376]
[null,92.8,305.55,1376.5,"liquid",null,null,null,null,null,null,null,92.8,305.55,1376.5]
[null,92.9,305.63,1376.9,"liquid",null,null,null,null,null,null,null,92.9,305.63,1376.9]
[null,93,305.70999999999998,1377.4,"liquid",null,null,null,null,null,null,null,93,305.70999999999998,1377.4]
[null,93.1,305.77999999999997,1377.8,"liquid",null,null,null,null,null,null,null,93.1,305.77999999999997,1377.8]
[null,93.2,305.86,1378.2,"liquid",null,null,null,null,null,null,null,93.2,305.86,1378.2]
[null,93.3,305.94,1378.7,"liquid",null,null,null,null,null,null,null,93.3,305.94,1378.7]
[null,93.4,306.02,1379.1,"liquid",null,null,null,null,null,null,null,93.4,306.02,1379.1]
[null,93.5,306.08999999999997,1379.6,"liquid",null,null,null,null,null,null,null,93.5,306.08999999999997,1379.6]
[null,93.6,306.17,1380,"liquid",null,null,null,null,null,null,null,93.6,306.17,1380]
[null,93.7,306.25,1380.5,"liquid",null,null,null,null,null,null,null,93.7,306.25,1380.5]
[null,93.8,306.33,1380.9,"liquid",null,null,null,null,null,null,null,93.8,306.33,1380.9]
[null,93.9,306.39999999999998,1381.4,"liquid",null,null,null,null,null,null,null,93.9,306.39999999999998,1381.4]
[null,94,306.48,1381.8,"liquid",null,null,null,null,null,null,null,94,306.48,1381.8]
[null,94.1,306.56,1382.2,"liquid",null,null,null,null,null,null,null,94.1,306.56,1382.2]
[null,94.2,306.63,1382.7,"liquid",null,null,null,null,null,null,null,94.2,306.63,1382.7]
[null,94.3,306.70999999999998,1383.1,"liquid",null,null,null,null,null,null,null,94.3,306.70999999999998,1383.1]
[null,94.4,306.79000000000002,1383.6,"liquid",null,null,null,null,null,null,null,94.4,306.79000000000002,1383.6]
[null,94.5,306.87,1384,"liquid",null,null,null,null,null,null,null,94.5,306.87,1384]
[null,94.6,306.94,1384.5,"liquid",null,null,null,null,null,null,null,94.6,306.94,1384.5]
[null,94.7,307.02,1384.9,"liquid",null,null,null,null,null,null,null,94.7,307.02,1384.9]
[null,94.8,307.10000000000002,1385.3,"liquid",null,null,null,null,null,null,null,94.8,307.10000000000002,1385.3]
[null,94.9,307.17,1385.8,"liquid",null,null,null,null,null,null,null,94.9,307.17,1385.8]
[null,95,307.25,1386.2,"liquid",null,null,null,null,null,null,null,95,307.25,1386.2]
[null,95.1,307.33,1386.7,"liquid",null,null,null,null,null,null,null,95.1,307.33,1386.7]
[null,95.2,307.39999999999998,1387.1,"liquid",null,null,null,null,null,null,null,95.2,307.39999999999998,1387.1]
[null,95.3,307.48,1387.6,"liquid",null,null,null,null,null,null,null,95.3,307.48,1387.6]
[null,95.4,307.55,1388,"liquid",null,null,null,null,null,null,null,95.4,307.55,1388]
[null,95.5,307.63,1388.4,"liquid",null,null,null,null,null,null,null,95.5,307.63,1388.4]
[null,95.6,307.70999999999998,1388.9,"liquid",null,null,null,null,null,null,null,95.6,307.70999999999998,1388.9]
[null,95.7,307.77999999999997,1389.3,"liquid",null,null,null,null,null,null,null,95.7,307.77999999999997,1389.3]
[null,95.8,307.86,1389.8,"liquid",null,null,null,null,null,null,null,95.8,307.86,1389.8]
[null,95.9,307.93,1390.2,"liquid",null,null,null,null,null,null,null,95.9,307.93,1390.2]
[null,96,308.01,1390.6,"liquid",null,null,null,null,null,null,null,96,308.01,1390.6]
[null,96.1,308.08999999999997,1391.1,"liquid",null,null,null,null,null,null,null,96.1,308.08999999999997,1391.1]
[null,96.2,308.16000000000003,1391.5,"liquid",null,null,null,null,null,null,null,96.2,308.16000000000003,1391.5]
[null,96.3,308.24,1392,"liquid",null,null,null,null,null,null,null,96.3,308.24,1392]
[null,96.4,308.31,1392.4,"liquid",null,null,null,null,null,null,null,96.4,308.31,1392.4]
[null,96.5,308.39,1392.8,"liquid",null,null,null,null,null,null,null,96.5,308.39,1392.8]
[null,96.6,308.45999999999998,1393.3,"liquid",null,null,null,null,null,null,null,96.6,308.45999999999998,1393.3]
[null,96.7,308.54000000000002,1393.7,"liquid",null,null,null,null,null,null,null,96.7,308.54000000000002,1393.7]
[null,96.8,308.62,1394.1,"liquid",null,null,null,null,null,null,null,96.8,308.62,1394.1]
[null,96.9,308.69,1394.6,"liquid",null,null,null,null,null,null,null,96.9,308.69,1394.6]
[null,97,308.77,1395,"liquid",null,null,null,null,null,null,null,97,308.77,1395]
[null,97.1,308.83999999999997,1395.5,"liquid",null,null,null,null,null,null,null,97.1,308.83999999999997,1395.5]
[null,97.2,308.92,1395.9,"liquid",null,null,null,null,null,null,null,97.2,308.92,1395.9]
[null,97.3,308.99,1396.3,"liquid",null,null,null,null,null,null,null,97.3,308.99,1396.3]
[null,97.4,309.07,1396.8,"liquid",null,null,null,null,null,null,null,97.4,309.07,1396.8]
[null,97.5,309.14,1397.2,"liquid",null,null,null,null,null,null,null,97.5,309.14,1397.2]
[null,97.6,309.22000000000003,1397.6,"liquid",null,null,null,null,null,null,null,97.6,309.22000000000003,1397.6]
[null,97.7,309.29000000000002,1398.1,"liquid",null,null,null,null,null,null,null,97.7,309.29000000000002,1398.1]
[null,97.8,309.37,1398.5,"liquid",null,null,null,null,null,null,null,97.8,309.37,1398.5]
[null,97.9,309.44,1399,"liquid",null,null,null,null,null,null,null,97.9,309.44,1399]
[null,98,309.52,1399.4,"liquid",null,null,null,null,null,null,null,98,309.52,1399.4]
[null,98.1,309.58999999999997,1399.8,"liquid",null,null,null,null,null,null,null,98.1,309.58999999999997,1399.8]
[null,98.2,309.66000000000003,1400.3,"liquid",null,null,null,null,null,null,null,98.2,309.66000000000003,1400.3]
[null,98.3,309.74,1400.7,"liquid",null,null,null,null,null,null,null,98.3,309.74,1400.7]
[null,98.4,309.81,1401.1,"liquid",null,null,null,null,null,null,null,98.4,309.81,1401.1]
[null,98.5,309.89,1401.6,"liquid",null,null,null,null,null,null,null,98.5,309.89,1401.6]
[null,98.6,309.95999999999998,1402,"liquid",null,null,null,null,null,null,null,98.6,309.95999999999998,1402]
[null,98.7,310.04000000000002,1402.4,"liquid",null,null,null,null,null,null,null,98.7,310.04000000000002,1402.4]
[null,98.8,310.11,1402.9,"liquid",null,null,null,null,null,null,null,98.8,310.11,1402.9]
[null,98.9,310.19,1403.3,"liquid",null,null,null,null,null,null,null,98.9,310.19,1403.3]
[null,99,310.26,1403.7,"liquid",null,null,null,null,null,null,null,99,310.26,1403.7]
[null,99.1,310.33,1404.2,"liquid",null,null,null,null,null,null,null,99.1,310.33,1404.2]
[null,99.2,310.41000000000003,1404.6,"liquid",null,null,null,null,null,null,null,99.2,310.41000000000003,1404.6]
[null,99.3,310.48,1405,"liquid",null,null,null,null,null,null,null,99.3,310.48,1405]
[null,99.4,310.56,1405.5,"liquid",null,null,null,null,null,null,null,99.4,310.56,1405.5]
[null,99.5,310.63,1405.9,"liquid",null,null,null,null,null,null,null,99.5,310.63,1405.9]
[null,99.6,310.7,1406.3,"liquid",null,null,null,null,null,null,null,99.6,310.7,1406.3]
[null,99.7,310.77999999999997,1406.8,"liquid",null,null,null,null,null,null,null,99.7,310.77999999999997,1406.8]
[null,99.8,310.85000000000002,1407.2,"liquid",null,null,null,null,null,null,null,99.8,310.85000000000002,1407.2]
[null,99.9,310.92,1407.6,"liquid",null,null,null,null,null,null,null,99.9,310.92,1407.6]
[null,100,311,1408.1,"liquid",null,null,null,null,null,null,null,100,311,1408.1]